{"text_format":"1","workbook":"xlsx","n_sheets":5,"sheets":["Instructions","Quick Start","EFF Data","Loss Data","Loop Data"],"not_rendered":{"charts":2,"images":12,"macros":1,"external_links":0,"defined_names":55,"comments":1,"pivot_tables":0},"unopened":[],"bounds":{"document_bytes":16777216,"sheet_cells":100000,"rows_first":2000,"rows_last":500,"rows_between":2000,"halvings":0,"cell_chars":16384,"cell_head_chars":4096},"cells_cut":0,"cells_raw":0,"read":"whole","date_system":"1900"}

{"sheet":"Instructions","index":0,"n_rows":3,"n_cols":2,"rows_kept":3,"cut":false,"hidden":false,"merged":[[2,0,2,13],[30,0,30,13],[0,1,0,12]]}
[null,"LMR51635 Quick Start Tool Instructions"]
[]
["1. Please ensure all macros are enabled:"]

{"sheet":"Quick Start","index":1,"n_rows":37,"n_cols":16,"rows_kept":37,"cut":false,"hidden":false,"merged":[[36,0,36,1],[4,4,4,7],[11,4,11,7],[12,4,12,6],[13,4,13,6],[14,4,14,6],[15,4,15,6],[17,4,17,6],[18,4,18,6],[19,4,19,6],[16,4,16,7],[12,0,12,1],[29,0,29,1],[30,0,30,1],[26,0,26,1],[23,0,23,1],[4,24,4,25],[4,9,4,19],[5,9,5,13],[5,0,5,2],[11,0,11,1],[5,15,5,19],[7,4,7,6],[6,4,6,6],[9,4,9,6],[10,4,10,6],[5,4,5,7],[0,1,0,17],[9,0,9,1],[10,0,10,2],[6,0,6,1],[7,0,7,1],[4,0,4,2],[2,7,2,8],[8,4,8,6],[8,0,8,1],[24,0,24,1],[25,0,25,1],[27,0,27,2],[28,0,28,1],[13,0,13,1],[15,0,15,1],[14,0,14,1],[21,0,21,1],[22,0,22,2],[18,0,18,1],[19,0,19,1],[20,0,20,1],[17,0,17,1],[16,0,16,2],[31,0,31,2],[32,0,32,1],[33,0,33,1],[34,0,34,1],[35,0,35,1]]}
[null,"LMR51635 Quick Start Tool"]
[]
["About     ",null,null,"=User Input",null,null,"=TI Recommend","Terms of use"]
[]
["Components Calculation",null,null,null,"Key Performance",null,null,null,null,"Output Diagrams"]
["STEP 1: Input Basic Operating Specifications",null,null,null,"A. Thermal and Efficiency Performance",null,null,null,null,"OUTPUT 1: Schematic ",null,null,null,null,null,"OUTPUT 2: Efficiency Curve"]
["Nominal Input Voltage - V",null,50,null,"Ambient Temperature - ºC",null,null,25]
["Output Voltage - V",null,13.8,null,"Junction-to-Ambient Thermal Resistance - ºC/W",null,null,48]
["Switching Frequency - kHz",null,400,null,"Efficiency @ Applied Load",null,null,94.378657702740327]
["Applied Load - A",null,1.5,null,"Junction Tempetature - ºC",null,null,58.309851750011937]
["STEP 2: Choose Input Capacitor",null,null,null,"Top Case Tempetature - ºC",null,null,54.002312462849815]
[" Recommended Maximum Input Ripple Voltage - mV",null,250,null,"B. Loss Distribution"]
[" Recommended Input Capacitor - uF",null,10,null,"Conduction Loss - mW",null,null,169.03240115518096]
[" Actual Input Capacitor - uF",null,13.2,null,"Switching Loss - mW",null,null,523.23200000000008]
["Actual ESR of Input Capacitor - mΩ",null,1,null,"Quiescent loss - mW",null,null,2.5]
["Estimated Input Ripple Voltage - mV",null,57.854181818181829,null,"Inductor Loss - mW",null,null,536.37685458180863]
["STEP 3: Choose Output Inductor",null,null,null,"C. Loop Stability Performance"]
["Inductor Ripple Current Ratio @ Maximum Load ",null,"0.2 ~ 0.6",null,"Bandwidth - kHz",null,null,13.64]
["Recommended Output Inductance - uH",null,15,null,"Phase Margin - Deg",null,null,54.271807113180749]
["Actual Output Inductance - uH",null,16,null,"Gain Margin - dB",null,null,25.8309129952621]
["Actual DCR of Output Inductor - mΩ",null,26]
["Estimated Inductor Ripple Current Ratio @ Maximum Load ",null,0.44603571428571431,null,null,null,null,null,null,null,null,null,"OUTPUT 3: Bode Diagram"]
["STEP 4: Choose Output Capacitor"]
[" Recommended Output Capacitor - uF",null,44]
[" Actual Output Capacitor - uF",null,44]
["Actual ESR of Output Capacitor - mΩ",null,3]
["Estimated Output Voltage Ripple - mV",null,15.770910511363638]
["STEP 5: Feedback"]
["Low-side Feedback Resistor - kΩ",null,6.19]
["High-side Feedback Resistor - kΩ",null,100.58750000000001]
["Feedforward Capacitor - pF ",null,9.9999999999999991E-5]
["Option: EMI Filter"]
["Maximum Allowed Nosie Level - dBuV",null,34]
["Filter Inductor - uH",null,3.3]
["Recommended Minimum Filter Capacitor - uF",null,11.674089644636476]
["Recommended Minimum Damping Capacitor - uF",null,52.8]
["Recommended ESR of Damping Capacitor - mΩ",null,500]

{"sheet":"EFF Data","index":2,"n_rows":10030,"n_cols":13,"rows_kept":10030,"cut":false,"hidden":true,"merged":[]}
["Load Current","Efficiency - %","Mode Flag","TJ Actl","FSW Actl","Pconduction","Pac","PDCR","Pcore"]
[1E-3,63.744320442430585,3,25.258083439676795,3917.536045449815,2.6701260568037959E-5,2.8500701536414677E-3,1.1744103392568659E-5,6.7695022865372795E-4,null,null,null,100]
[1.1000000000000001E-3,65.025381144614315,3,25.270311474573475,4264.4550445837613,2.9067502681151524E-5,3.1024592762154001E-3,1.278410339256866E-5,7.3689783170407381E-4]
[1.2000000000000001E-3,66.132933537401044,3,25.282539516796774,4611.3742531115631,3.1434023030411763E-5,3.3548485511267121E-3,1.382410339256866E-5,7.9684547093767798E-4]
[1.2999999999999999E-3,67.099991833249845,3,25.294767566346682,4958.2936710550657,3.3800821623655791E-5,3.6072379783912973E-3,1.4864103392568658E-5,8.5679314635831523E-4]
[1.4E-3,67.951694102559813,3,25.306995623223184,5305.2132984361178,3.6167898468720533E-5,3.8596275580250511E-3,1.5904103392568658E-5,9.1674085796976108E-4]
[1.5E-3,68.707518820779867,3,25.31922368742627,5652.1331352765674,3.853525357344273E-5,4.1120172900438673E-3,1.6944103392568659E-5,9.7668860577579072E-4]
[1.6000000000000001E-3,69.382792751333014,3,25.331451758955936,5999.0531815982622,4.090288694565903E-5,4.3644071744636413E-3,1.7984103392568659E-5,1.0366363897801796E-3]
[1.7000000000000001E-3,69.989741124366162,3,25.343679837812164,6345.973437423052,4.327079859320585E-5,4.6167972113002696E-3,1.9024103392568659E-5,1.0965842099867032E-3]
[1.8E-3,70.538234393441797,3,25.355907923994945,6692.8939027727856,4.5638988523919458E-5,4.8691874005696465E-3,2.0064103392568659E-5,1.1565320663991373E-3]
[1.9E-3,71.036329148360139,3,25.368136017504273,7039.8145776693145,4.8007456745635999E-5,5.1215777422876693E-3,2.1104103392568656E-5,1.2164799590212575E-3]
[2E-3,71.490666474249821,3,25.380364118340133,7386.7354621344912,5.0376203266191443E-5,5.3739682364702373E-3,2.2144103392568656E-5,1.2764278878568398E-3]
[2.0999999999999999E-3,71.906769743254287,3,25.392592226502515,7733.6565561901652,5.2745228093421535E-5,5.6263588831332451E-3,2.3184103392568657E-5,1.3363758529096603E-3]
[2.2000000000000001E-3,72.289270262950012,3,25.40482034199141,8080.577859858191,5.5114531235161954E-5,5.8787496822925922E-3,2.422410339256866E-5,1.3963238541834953E-3]
[2.3E-3,72.642080380553963,3,25.417048464806808,8427.4993731604191,5.7484112699248128E-5,6.1311406339641756E-3,2.5264103392568657E-5,1.4562718916821202E-3]
[2.4000000000000002E-3,72.96852778423235,3,25.429276594948693,8774.4210961187073,5.9853972493515402E-5,6.3835317381638976E-3,2.6304103392568661E-5,1.5162199654093125E-3]
[2.5000000000000001E-3,73.271460783745141,3,25.441504732417062,9121.3430287549072,6.2224110625798906E-5,6.6359229949076552E-3,2.7344103392568657E-5,1.5761680753688479E-3]
[2.5999999999999999E-3,73.553331632227142,3,25.453732877211902,9468.265171090874,6.4594527103933633E-5,6.8883144042113488E-3,2.8384103392568658E-5,1.6361162215645028E-3]
[2.7000000000000001E-3,73.816263052999602,3,25.465961029333201,9815.1875231484664,6.6965221935754408E-5,7.1407059660908798E-3,2.9424103392568658E-5,1.6960644040000547E-3]
[2.8E-3,74.06210179258315,3,25.478189188780949,10162.110084949538,6.933619512909588E-5,7.3930976805621487E-3,3.0464103392568658E-5,1.75601262267928E-3]
[2.9000000000000002E-3,74.292462058774234,3,25.490417355555135,10509.032856515945,7.1707446691792533E-5,7.645489547641055E-3,3.1504103392568658E-5,1.8159608776059551E-3]
[3.0000000000000001E-3,74.508761004654616,3,25.502645529655748,10855.955837869549,7.4078976631678745E-5,7.8978815673435027E-3,3.2544103392568662E-5,1.8759091687838578E-3]
[3.1000000000000003E-3,74.712247907451129,3,25.514873711082782,11202.879029032209,7.6450784956588676E-5,8.1502737396853975E-3,3.3584103392568665E-5,1.9358574962167654E-3]
[3.2000000000000002E-3,74.904028311737633,3,25.527101899836222,11549.802430025777,7.8822871674356324E-5,8.4026660646826339E-3,3.4624103392568655E-5,1.9958058599084541E-3]
[3.3E-3,75.085084122522247,3,25.539330095916057,11896.726040872119,8.1195236792815524E-5,8.6550585423511208E-3,3.5664103392568659E-5,2.055754259862702E-3]
[3.4000000000000002E-3,75.256290419319825,3,25.551558299322277,12243.649861593096,8.3567880319800042E-5,8.9074511727067641E-3,3.6704103392568663E-5,2.1157026960832866E-3]
[3.5000000000000001E-3,75.418429598970249,3,25.563786510054875,12590.573892210565,8.5940802263143295E-5,9.1598439557654624E-3,3.7744103392568659E-5,2.1756511685739853E-3]
[3.6000000000000003E-3,75.572203329543953,3,25.57601472811384,12937.498132746392,8.8314002630678751E-5,9.412236891543125E-3,3.8784103392568656E-5,2.2355996773385763E-3]
[3.7000000000000002E-3,75.718242700641696,3,25.588242953499154,13284.422583222437,9.0687481430239554E-5,9.6646299800556557E-3,3.982410339256866E-5,2.295548222380837E-3]
[3.8E-3,75.857116879783561,3,25.600471186210818,13631.347243660563,9.3061238669658766E-5,9.9170232213189585E-3,4.0864103392568657E-5,2.3554968037045451E-3]
[3.9000000000000003E-3,75.98934052526333,3,25.61269942624881,13978.272114082634,9.5435274356769288E-5,1.0169416615348943E-2,4.190410339256866E-5,2.4154454213134789E-3]
[4.0000000000000001E-3,76.115380159008168,3,25.624927673613129,14325.197194510516,9.7809588499403775E-5,1.0421810162161513E-2,4.2944103392568657E-5,2.4753940752114171E-3]
[4.1000000000000003E-3,76.235659665779522,3,25.637155928303759,14672.122484966074,1.0018418110539486E-4,1.0674203861772579E-2,4.3984103392568661E-5,2.5353427654021374E-3]
[4.2000000000000006E-3,76.350565055325944,3,25.649384190320692,15019.04798547117,1.0255905218257488E-4,1.0926597714198044E-2,4.5024103392568664E-5,2.5952914918894181E-3]
[4.3E-3,76.460448600219024,3,25.661612459663914,15365.973696047675,1.0493420173877612E-4,1.117899171945382E-2,4.6064103392568661E-5,2.6552402546770378E-3]
[4.4000000000000003E-3,76.565632442819762,3,25.673840736333418,15712.899616717454,1.0730962978183059E-4,1.1431385877555817E-2,4.7104103392568658E-5,2.7151890537687757E-3]
[4.5000000000000005E-3,76.666411749171886,3,25.686069020329192,16059.825747502377,1.0968533631957026E-4,1.168378018851994E-2,4.8144103392568661E-5,2.7751378891684103E-3]
[4.5999999999999999E-3,76.763057474856566,3,25.698297311651228,16406.752088424306,1.1206132135982685E-4,1.1936174652362097E-2,4.9184103392568652E-5,2.8350867608797196E-3]
[4.7000000000000002E-3,76.85581879738865,3,25.710525610299513,16753.67863950512,1.1443758491043194E-4,1.2188569269098209E-2,5.0224103392568662E-5,2.8950356689064843E-3]
[4.8000000000000004E-3,76.944925261133491,3,25.722753916274034,17100.605400766679,1.1681412697921699E-4,1.2440964038744172E-2,5.1264103392568659E-5,2.9549846132524817E-3]
[4.8999999999999998E-3,77.030588673617842,3,25.734982229574786,17447.53237223086,1.1919094757401323E-4,1.2693358961315907E-2,5.2304103392568662E-5,3.0149335939214923E-3]
[5.0000000000000001E-3,77.113004786215086,3,25.747210550201757,17794.459553919532,1.2156804670265177E-4,1.2945754036829323E-2,5.3344103392568659E-5,3.0748826109172948E-3]
[5.1000000000000004E-3,77.192354787277068,3,25.759438878154931,18141.386945854567,1.2394542437296356E-4,1.3198149265300331E-2,5.4384103392568663E-5,3.134831664243669E-3]
[5.2000000000000006E-3,77.268806631685152,3,25.771667213434306,18488.314548057835,1.2632308059277937E-4,1.3450544646744845E-2,5.5424103392568666E-5,3.1947807539043937E-3]
[5.3E-3,77.342516227353244,3,25.783895556039862,18835.242360551212,1.2870101536992983E-4,1.3702940181178777E-2,5.6464103392568663E-5,3.2547298799032493E-3]
[5.4000000000000003E-3,77.413628496322502,3,25.796123905971598,19182.17038335657,1.3107922871224536E-4,1.395533586861804E-2,5.750410339256866E-5,3.3146790422440148E-3]
[5.5000000000000005E-3,77.482278325644387,3,25.808352263229498,19529.098616495783,1.3345772062755629E-4,1.4207731709078547E-2,5.8544103392568657E-5,3.3746282409304711E-3]
[5.5999999999999999E-3,77.548591421179651,3,25.820580627813555,19876.027059990727,1.3583649112369279E-4,1.4460127702576216E-2,5.9584103392568654E-5,3.4345774759663972E-3]
[5.7000000000000002E-3,77.612685075684283,3,25.832808999723753,20222.955713863284,1.3821554020848476E-4,1.4712523849126963E-2,6.0624103392568664E-5,3.494526747355575E-3]
[5.8000000000000005E-3,77.674668861055949,3,25.845037378960086,20569.884578135316,1.40594867889762E-4,1.4964920148746693E-2,6.1664103392568661E-5,3.5544760551017821E-3]
[5.8999999999999999E-3,77.734645253335671,3,25.857265765522541,20916.81365282871,1.4297447417535423E-4,1.5217316601451333E-2,6.2704103392568651E-5,3.6144253992088007E-3]
[6.0000000000000001E-3,77.792710197964425,3,25.869494159411111,21263.742937965344,1.4535435907309091E-4,1.5469713207256796E-2,6.3744103392568654E-5,3.6743747796804112E-3]
[6.1000000000000004E-3,77.848953621852971,3,25.881722560625782,21610.672433567095,1.4773452259080137E-4,1.5722109966178999E-2,6.4784103392568658E-5,3.7343241965203935E-3]
[6.2000000000000006E-3,77.903459898013452,3,25.893950969166546,21957.602139655843,1.5011496473631473E-4,1.597450687823386E-2,6.5824103392568662E-5,3.794273649732529E-3]
[6.3E-3,77.956308267801873,3,25.90617938503339,22304.532056253458,1.5249568551746007E-4,1.6226903943437291E-2,6.6864103392568652E-5,3.8542231393205971E-3]
[6.4000000000000003E-3,78.007573225215751,3,25.918407808226302,22651.462183381831,1.5487668494206617E-4,1.6479301161805217E-2,6.7904103392568655E-5,3.9141726652883796E-3]
[6.5000000000000006E-3,78.057324867166344,3,25.930636238745276,22998.392521062844,1.5725796301796171E-4,1.6731698533353559E-2,6.8944103392568659E-5,3.9741222276396589E-3]
[6.6E-3,78.105629213189161,3,25.9428646765903,23345.323069318369,1.5963951975297524E-4,1.6984096058098225E-2,6.9984103392568649E-5,4.0340718263782134E-3]
[6.7000000000000002E-3,78.152548497658984,3,25.955093121761365,23692.253828170298,1.6202135515493512E-4,1.7236493736055142E-2,7.1024103392568652E-5,4.0940214615078274E-3]
[6.8000000000000005E-3,78.19814143722931,3,25.967321574258456,24039.184797640512,1.6440346923166953E-4,1.7488891567240237E-2,7.2064103392568656E-5,4.1539711330322799E-3]
[6.8999999999999999E-3,78.242463475912729,3,25.979550034081566,24386.115977750887,1.6678586199100654E-4,1.7741289551669415E-2,7.310410339256866E-5,4.2139208409553526E-3]
[7.0000000000000001E-3,78.285567009953084,3,25.991778501230684,24733.047368523316,1.6916853344077395E-4,1.799368768935861E-2,7.414410339256865E-5,4.2738705852808281E-3]
[7.1000000000000004E-3,78.327501594407067,3,26.004006975705796,25079.978969979682,1.7155148358879952E-4,1.8246085980323741E-2,7.5184103392568653E-5,4.3338203660124889E-3]
[7.2000000000000007E-3,78.368314133147848,3,26.016235457506895,25426.910782141866,1.7393471244291086E-4,1.8498484424580724E-2,7.6224103392568657E-5,4.3937701831541142E-3]
[7.3000000000000001E-3,78.408049053822026,3,26.028463946633973,25773.84280503176,1.7631822001093529E-4,1.8750883022145486E-2,7.7264103392568661E-5,4.4537200367094874E-3]
[7.4000000000000003E-3,78.446748469132331,3,26.040692443087014,26120.775038671247,1.7870200630069996E-4,1.9003281773033953E-2,7.8304103392568651E-5,4.5136699266823911E-3]
[7.5000000000000006E-3,78.484452325676585,3,26.05292094686601,26467.707483082217,1.8108607132003208E-4,1.9255680677262042E-2,7.9344103392568654E-5,4.5736198530766069E-3]
[7.6E-3,78.521198541449081,3,26.065149457970954,26814.640138286555,1.8347041507675853E-4,1.9508079734845682E-2,8.0384103392568658E-5,4.6335698158959165E-3]
[7.7000000000000002E-3,78.557023132999149,3,26.077377976401827,27161.573004306152,1.85855037578706E-4,1.9760478945800797E-2,8.1424103392568661E-5,4.6935198151441026E-3]
[7.8000000000000005E-3,78.591960333143263,3,26.089606502158624,27508.506081162901,1.8823993883370109E-4,2.0012878310143312E-2,8.2464103392568651E-5,4.7534698508249484E-3]
[7.9000000000000008E-3,78.626042700039704,3,26.101835035241336,27855.439368878691,1.9062511884957033E-4,2.0265277827889151E-2,8.3504103392568655E-5,4.8134199229422376E-3]
[8.0000000000000002E-3,78.659301218355893,3,26.114063575649951,28202.372867475406,1.9301057763413982E-4,2.051767749905424E-2,8.4544103392568659E-5,4.8733700314997491E-3]
[8.0999999999999996E-3,78.691765393189385,3,26.126292123384456,28549.306576974941,1.9539631519523577E-4,2.0770077323654504E-2,8.5584103392568649E-5,4.933320176501269E-3]
[8.2000000000000007E-3,78.72346333734103,3,26.138520678444841,28896.240497399194,1.9778233154068404E-4,2.1022477301705873E-2,8.6624103392568666E-5,4.9932703579505799E-3]
[8.3000000000000001E-3,78.754421852482608,3,26.150749240831097,29243.174628770048,2.0016862667831043E-4,2.1274877433224273E-2,8.7664103392568656E-5,5.0532205758514635E-3]
[8.4000000000000012E-3,78.784666504711652,3,26.162977810543214,29590.10897110941,2.0255520061594065E-4,2.1527277718225636E-2,8.8704103392568659E-5,5.1131708302077057E-3]
[8.5000000000000006E-3,78.814221694941224,3,26.175206387581184,29937.043524439159,2.0494205336140005E-4,2.1779678156725883E-2,8.9744103392568663E-5,5.1731211210230858E-3]
[8.6E-3,78.843110724531698,3,26.187434971944988,30283.9782887812,2.0732918492251395E-4,2.2032078748740944E-2,9.0784103392568653E-5,5.2330714483013905E-3]
[8.7000000000000011E-3,78.871355856535857,3,26.199663563634626,30630.913264157429,2.0971659530710755E-4,2.2284479494286757E-2,9.1824103392568657E-5,5.2930218120464034E-3]
[8.8000000000000005E-3,78.898978372895328,3,26.211892162650077,30977.848450589729,2.1210428452300584E-4,2.2536880393379238E-2,9.286410339256866E-5,5.3529722122619043E-3]
[8.8999999999999999E-3,78.925998627897442,3,26.224120768991341,31324.783848100011,2.144922525780334E-4,2.2789281446034329E-2,9.390410339256865E-5,5.4129226489516812E-3]
[9.0000000000000011E-3,78.952436098174587,3,26.236349382658396,31671.719456710172,2.1688049948001518E-4,2.3041682652267959E-2,9.4944103392568667E-5,5.4728731221195173E-3]
[9.1000000000000004E-3,78.978309429504051,3,26.248578003651243,32018.655276442099,2.1926902523677552E-4,2.3294084012096053E-2,9.5984103392568657E-5,5.5328236317691943E-3]
[9.1999999999999998E-3,79.003636480644985,3,26.260806631969864,32365.5913073177,2.2165782985613877E-4,2.3546485525534545E-2,9.7024103392568661E-5,5.5927741779044976E-3]
[9.300000000000001E-3,79.028434364428733,3,26.273035267614251,32712.527549358878,2.2404691334592901E-4,2.3798887192599375E-2,9.8064103392568665E-5,5.6527247605292139E-3]
[9.4000000000000004E-3,79.052719486301456,3,26.285263910584391,33059.46400258752,2.2643627571397042E-4,2.4051289013306464E-2,9.9104103392568668E-5,5.7126753796471223E-3]
[9.4999999999999998E-3,79.076507580501328,3,26.297492560880279,33406.400667025526,2.2882591696808674E-4,2.4303690987671746E-2,1.0014410339256864E-4,5.7726260352620098E-3]
[9.6000000000000009E-3,79.099813744038016,3,26.309721218501899,33753.337542694819,2.3121583711610175E-4,2.4556093115711164E-2,1.0118410339256865E-4,5.8325767273776641E-3]
[9.7000000000000003E-3,79.122652468628573,3,26.321949883449243,34100.274629617285,2.3360603616583882E-4,2.480849539744065E-2,1.0222410339256865E-4,5.892527455997866E-3]
[9.7999999999999997E-3,79.145037670731853,3,26.3341785557223,34447.211927814824,2.3599651412512142E-4,2.5060897832876131E-2,1.0326410339256864E-4,5.9524782211264008E-3]
[9.9000000000000008E-3,79.166982719812083,3,26.34640723532106,34794.149437309352,2.3838727100177284E-4,2.5313300422033551E-2,1.0430410339256866E-4,6.0124290227670553E-3]
[0.01,79.188500464952241,3,26.358635922245512,35141.087158122762,2.4077830680361602E-4,2.556570316492884E-2,1.0534410339256866E-4,6.0723798609236129E-3]
[1.0999999999999999E-2,79.382677118193428,3,26.48092319440077,38610.475993614928,2.6470400742854914E-4,2.8089739052970759E-2,1.1574410339256864E-4,6.6718902516966589E-3]
[1.2E-2,79.545201978331747,3,26.603211199113662,42079.885985095018,2.8865760917681446E-4,3.0613790332332389E-2,1.2614410339256867E-4,7.2714042982244178E-3]
[1.3000000000000001E-2,79.683227083761778,3,26.725499936373669,45549.317154477925,3.1263911986880518E-4,3.3137857018957162E-2,1.3654410339256865E-4,7.8709220042937848E-3]
[1.4E-2,79.801900633386396,3,26.847789406170271,49018.769523685165,3.3664854732331085E-4,3.5661939128793341E-2,1.4694410339256866E-4,8.4704433736927948E-3]
[1.4999999999999999E-2,79.905022836220709,3,26.970079608492956,52488.243114644793,3.6068589935751811E-4,3.8186036677793925E-2,1.5734410339256864E-4,9.0699684102106184E-3]
[1.6E-2,79.99545999791961,3,27.092370543331207,55957.737949291484,3.8475118378701232E-4,4.0710149681916746E-2,1.6774410339256865E-4,9.6694971176375672E-3]
[1.7000000000000001E-2,80.07541479954169,3,27.214662210674504,59427.254049566436,4.0884440842577985E-4,4.3234278157124377E-2,1.7814410339256866E-4,1.0269029499765079E-2]
[1.8000000000000002E-2,80.146607847203597,3,27.336954610512333,62896.791437417436,4.329655810862085E-4,4.575842211938419E-2,1.8854410339256867E-4,1.0868565560385731E-2]
[1.9E-2,80.210402713117119,3,27.459247742834172,66366.35013479882,4.5711470957908971E-4,4.8282581584668305E-2,1.9894410339256862E-4,1.1468105303293235E-2]
[0.02,80.267893976159542,3,27.581541607629511,69835.93016367151,4.8129180171362107E-4,5.0806756568953643E-2,2.0934410339256866E-4,1.2067648732282436E-2]
[2.1000000000000001E-2,80.319970435088976,3,27.703836204887832,73305.531546002952,5.054968652974058E-4,5.3330947088221885E-2,2.1974410339256867E-4,1.2667195851149308E-2]
[2.1999999999999999E-2,80.367361295906804,3,27.826131534598613,76775.154303767136,5.2972990813645628E-4,5.5855153158459458E-2,2.3014410339256865E-4,1.3266746663690959E-2]
[2.3E-2,80.410670453557401,3,27.948427596751344,80244.798458944642,5.5399093803519431E-4,5.8379374795657572E-2,2.4054410339256866E-4,1.3866301173705632E-2]
[2.4E-2,80.450402300875723,3,28.070724391335503,83714.464033522527,5.7827996279645325E-4,6.0903612015812181E-2,2.5094410339256866E-4,1.4465859384992692E-2]
[2.5000000000000001E-2,80.486981411186434,3,28.193021918340573,87184.151049494481,6.0259699022148006E-4,6.3427864834924033E-2,2.6134410339256865E-4,1.5065421301352645E-2]
[2.6000000000000002E-2,80.520767726589312,3,28.315320177756039,90653.85952886063,6.2694202810993594E-4,6.595213326899857E-2,2.7174410339256868E-4,1.5664986926587115E-2]
[2.7E-2,80.55206840530478,3,28.437619169571384,94123.589493627675,6.5131508425989829E-4,6.8476417334046039E-2,2.8214410339256866E-4,1.626455626449886E-2]
[2.8000000000000001E-2,80.581147155142176,3,28.559918893776093,97593.340965808893,6.7571616646786231E-4,7.1000717046081421E-2,2.9254410339256865E-4,1.6864129318891776E-2]
[2.9000000000000001E-2,80.608231654154579,3,28.682219350359642,101063.113967424,7.0014528252874291E-4,7.3525032421124445E-2,3.0294410339256868E-4,1.7463706093570865E-2]
[0.03,80.63351950072466,3,28.804520539311518,104532.90852049924,7.2460244023587507E-4,7.6049363475199527E-2,3.1334410339256861E-4,1.8063286592342267E-2]
[3.1E-2,80.657183022208159,3,28.926822460621203,108002.72464706749,7.4908764738101734E-4,7.8573710224335958E-2,3.2374410339256865E-4,1.8662870819013258E-2]
[3.2000000000000001E-2,80.679373189685293,3,29.049125114278183,111472.56236916801,7.7360091175435154E-4,8.1098072684567632E-2,3.3414410339256868E-4,1.926245877739223E-2]
[3.3000000000000002E-2,80.700222826856873,3,29.171428500271936,114942.42170884658,7.9814224114448497E-4,8.3622450871933235E-2,3.4454410339256866E-4,1.9862050471288688E-2]
[3.4000000000000002E-2,80.719849257235595,3,29.29373261859195,118412.30268815557,8.2271164333845277E-4,8.6146844802476197E-2,3.5494410339256864E-4,2.0461645904513281E-2]
[3.5000000000000003E-2,80.738356501092071,3,29.4160374692277,121882.20532915379,8.4730912612171797E-4,8.8671254492244653E-2,3.6534410339256868E-4,2.1061245080877773E-2]
[3.6000000000000004E-2,80.755837109035838,3,29.538343052168674,125352.12965390655,8.7193469727817443E-4,9.1195679957291484E-2,3.7574410339256866E-4,2.166084800419505E-2]
[3.6999999999999998E-2,80.772373700465678,3,29.660649367404353,128822.07568448564,8.9658836459014738E-4,9.3720121213674262E-2,3.8614410339256859E-4,2.2260454678279116E-2]
[3.7999999999999999E-2,80.788040260862644,3,29.782956414924222,132292.04344296944,9.2127013583839573E-4,9.6244578277455362E-2,3.9654410339256868E-4,2.2860065106945118E-2]
[3.9E-2,80.802903240905351,3,29.905264194717763,135762.03295144267,9.4598001880211331E-4,9.8769051164701777E-2,4.0694410339256866E-4,2.345967929400929E-2]
[0.04,80.817022491850452,3,30.027572706774453,139232.04423199667,9.7071802125892992E-4,0.10129353989148529,4.173441033925687E-4,2.4059297243289021E-2]
[4.1000000000000002E-2,80.830452064945831,3,30.149881951083781,142702.07730672913,9.9548415098491385E-4,0.10381804447388236,4.2774410339256868E-4,2.4658918958602789E-2]
[4.2000000000000003E-2,80.843240897389094,3,30.272191927635227,146172.1321977443,1.0202784157545724E-3,0.10634256492797416,4.3814410339256866E-4,2.5258544443770212E-2]
[4.3000000000000003E-2,80.855433403182971,3,30.39450263641827,149642.20892715291,1.045100823340854E-3,0.10886710126984658,4.4854410339256864E-4,2.5858173702612019E-2]
[4.3999999999999997E-2,80.867069983922889,3,30.516814077422399,153112.3075170721,1.0699513815151502E-3,0.11139165351559023,4.5894410339256857E-4,2.6457806738950054E-2]
[4.4999999999999998E-2,80.878187471895799,3,30.639126250637091,156582.42798962552,1.094830098047296E-3,0.1139162216813004,4.6934410339256861E-4,2.7057443556607285E-2]
[4.5999999999999999E-2,80.888819515728912,3,30.761439156051832,160052.57036694331,1.119736980705573E-3,0.11644080578307714,4.7974410339256864E-4,2.7657084159407801E-2]
[4.7E-2,80.898996917094962,3,30.8837527936561,163522.73467116195,1.1446720372567086E-3,0.11896540583702506,4.9014410339256857E-4,2.825672855117678E-2]
[4.8000000000000001E-2,80.908747925570296,3,31.006067163439383,166992.92092442451,1.1696352754658802E-3,0.12149002185925363,5.0054410339256871E-4,2.8856376735740551E-2]
[4.9000000000000002E-2,80.918098497590833,3,31.128382265391156,170463.12914888043,1.1946267030967144E-3,0.1240146538658769,5.1094410339256864E-4,2.9456028716926534E-2]
[0.05,80.927072524504169,3,31.250698099500905,173933.35936668559,1.2196463279112906E-3,0.12653930187301365,5.2134410339256868E-4,3.0055684498563266E-2]
[5.1000000000000004E-2,80.935692033936817,3,31.373014665758113,177403.61160000236,1.2446941576701406E-3,0.12906396589678731,5.3174410339256861E-4,3.0655344084480403E-2]
[5.2000000000000005E-2,80.94397736804973,3,31.495331964152264,180873.88587099954,1.2697702001322521E-3,0.13158864595332612,5.4214410339256875E-4,3.125500747850872E-2]
[5.2999999999999999E-2,80.951947341718764,3,31.617649994672835,184344.18220185229,1.2948744630550675E-3,0.1341133420587628,5.5254410339256857E-4,3.1854674684480069E-2]
[5.3999999999999999E-2,80.959619383229139,3,31.739968757309306,187814.50061474234,1.3200069541944885E-3,0.13663805422923489,5.629441033925686E-4,3.2454345706227475E-2]
[5.5E-2,80.967009659698192,3,31.862288252051169,191284.84113185774,1.3451676813048762E-3,0.13916278248088462,5.7334410339256864E-4,3.3054020547585015E-2]
[5.6000000000000001E-2,80.974133189126064,3,31.984608478887896,194755.20377539302,1.3703566521390514E-3,0.14168752682985883,5.8374410339256868E-4,3.3653699212387908E-2]
[5.7000000000000002E-2,80.981003940708518,3,32.106929437808972,198225.58856754904,1.3955738744482987E-3,0.14421228729230903,5.941441033925686E-4,3.4253381704472473E-2]
[5.8000000000000003E-2,80.987634924821975,3,32.229251128803888,201695.9955305332,1.4208193559823658E-3,0.14673706388439139,6.0454410339256864E-4,3.4853068027676133E-2]
[5.9000000000000004E-2,80.994038273900003,3,32.35157355186211,205166.42468655924,1.4460931044894655E-3,0.14926185662226685,6.1494410339256868E-4,3.545275818583743E-2]
[0.06,81.000225315259485,3,32.473896706973129,208636.87605784732,1.4713951277162789E-3,0.15178666552210085,6.253441033925686E-4,3.6052452182796013E-2]
[6.0999999999999999E-2,81.00620663679581,3,32.596220594126422,212107.34966662401,1.4967254334079549E-3,0.15431149060006363,6.3574410339256864E-4,3.6652150022392624E-2]
[6.2E-2,81.011992146348732,3,32.718545213311479,215577.84553512229,1.5220840293081119E-3,0.15683633187233004,6.4614410339256868E-4,3.7251851708469126E-2]
[6.3E-2,81.017591125439026,3,32.840870564517772,219048.36368558151,1.5474709231588393E-3,0.15936118935507954,6.5654410339256871E-4,3.7851557244868481E-2]
[6.4000000000000001E-2,81.023012277989082,3,32.96319664773479,222518.90414024744,1.5728861227007021E-3,0.16188606306449627,6.6694410339256864E-4,3.8451266635434751E-2]
[6.5000000000000002E-2,81.02826377456519,3,33.085523462952011,225989.46692137228,1.5983296356727377E-3,0.16441095301676908,6.7734410339256867E-4,3.9050979884013126E-2]
[6.6000000000000003E-2,81.033353292614649,3,33.207851010158919,229460.05205121447,1.6238014698124583E-3,0.16693585922809137,6.877441033925686E-4,3.9650696994449855E-2]
[6.7000000000000004E-2,81.038288053114385,3,33.330179289344997,232930.65955203903,1.6493016328558571E-3,0.16946078171466122,6.9814410339256864E-4,4.0250417970592339E-2]
[6.8000000000000005E-2,81.043074853998888,3,33.452508300499716,236401.28944611724,1.6748301325374025E-3,0.17198572049268143,7.0854410339256867E-4,4.0850142816289056E-2]
[6.9000000000000006E-2,81.047720100693098,3,33.574838043612573,239871.94175572679,1.700386976590047E-3,0.17451067557835934,7.1894410339256871E-4,4.1449871535389586E-2]
[7.0000000000000007E-2,81.052229834038357,3,33.697168518673031,243342.61650315172,1.7259721727452223E-3,0.17703564698790694,7.2934410339256864E-4,4.2049604131744613E-2]
[7.1000000000000008E-2,81.056609755867711,3,33.819499725670589,246813.31371068241,1.7515857287328453E-3,0.17956063473754083,7.3974410339256867E-4,4.2649340609205916E-2]
[7.2000000000000008E-2,81.060865252457987,3,33.941831664594723,250284.03340061574,1.7772276522813163E-3,0.18208563884348236,7.5014410339256871E-4,4.3249080971626393E-2]
[7.2999999999999995E-2,81.065001416061648,3,34.06416433543491,253754.77559525473,1.8028979511175236E-3,0.18461065932195736,7.6054410339256864E-4,4.3848825222860009E-2]
[7.3999999999999996E-2,81.069023064699337,3,34.186497738180634,257225.540316909,1.8285966329668426E-3,0.18713569618919637,7.7094410339256856E-4,4.4448573366761869E-2]
[7.4999999999999997E-2,81.07293476037475,3,34.308831872821372,260696.3275878944,1.8543237055531378E-3,0.1896607494614346,7.813441033925686E-4,4.5048325407188144E-2]
[7.5999999999999998E-2,81.076740825856774,3,34.431166739346615,264167.13743053313,1.8800791765987662E-3,0.19218581915491176,7.9174410339256864E-4,4.5648081347996118E-2]
[7.6999999999999999E-2,81.080445360158649,3,34.55350233774584,267637.96986715368,1.9058630538245759E-3,0.19471090528587218,8.0214410339256867E-4,4.6247841193044148E-2]
[7.8E-2,81.084052252830489,3,34.675838668008524,271108.82492009102,1.9316753449499086E-3,0.19723600787056494,8.1254410339256871E-4,4.6847604946191723E-2]
[7.9000000000000001E-2,81.087565197170264,3,34.79817573012415,274579.70261168637,1.9575160576926019E-3,0.19976112692524364,8.2294410339256864E-4,4.7447372611299402E-2]
[0.08,81.090987702447251,3,34.920513524082203,278050.60296428727,1.9833851997689911E-3,0.20228626246616643,8.3334410339256856E-4,4.8047144192228837E-2]
[8.1000000000000003E-2,81.094323105223154,3,35.04285204987216,281521.52600024774,2.0092827788939093E-3,0.20481141450959625,8.4374410339256871E-4,4.8646919692842808E-2]
[8.2000000000000003E-2,81.097574579847631,3,35.165191307483504,284992.4717419279,2.0352088027806876E-3,0.20733658307180045,8.5414410339256874E-4,4.9246699117005133E-2]
[8.3000000000000004E-2,81.100745148197703,3,35.287531296905712,288463.44021169434,2.0611632791411602E-3,0.20986176816905103,8.6454410339256867E-4,4.9846482468580776E-2]
[8.4000000000000005E-2,81.103837688723615,3,35.409872018128269,291934.43143191992,2.087146215685664E-3,0.21238696981762467,8.7494410339256871E-4,5.0446269751435756E-2]
[8.5000000000000006E-2,81.106854944858398,3,35.532213471140658,295405.44542498386,2.1131576201230411E-3,0.21491218803380258,8.8534410339256864E-4,5.1046060969437208E-2]
[8.6000000000000007E-2,81.109799532842544,3,35.654555655932363,298876.48221327178,2.1391975001606367E-3,0.21743742283387066,8.9574410339256878E-4,5.1645856126453359E-2]
[8.7000000000000008E-2,81.112673949010698,3,35.776898572492847,302347.5418191753,2.1652658635043045E-3,0.21996267423411917,9.0614410339256882E-4,5.2245655226353487E-2]
[8.7999999999999995E-2,81.115480576583181,3,35.899242220811608,305818.6242650926,2.1913627178584074E-3,0.22248794225084312,9.1654410339256863E-4,5.2845458273007996E-2]
[8.8999999999999996E-2,81.118221692001015,3,36.021586600878123,309289.72957342822,2.2174880709258174E-3,0.22501322690034223,9.2694410339256867E-4,5.3445265270288388E-2]
[0.09,81.120899470839916,3,36.143931712681876,312760.85776659282,2.2436419304079189E-3,0.22753852819892056,9.3734410339256871E-4,5.404507622206723E-2]
[9.0999999999999998E-2,81.123515993335573,3,36.266277556212337,316232.00886700343,2.2698243040046094E-3,0.23006384616288689,9.4774410339256863E-4,5.4644891132218189E-2]
[9.1999999999999998E-2,81.12607324954962,3,36.388624131458997,319703.18289708329,2.2960351994142985E-3,0.23258918080855445,9.5814410339256856E-4,5.5244710004615984E-2]
[9.2999999999999999E-2,81.12857314420333,3,36.510971438411325,323174.37987926212,2.3222746243339158E-3,0.23511453215224129,9.6854410339256849E-4,5.5844532843136487E-2]
[9.4E-2,81.131017501203658,3,36.633319477058812,326645.59983597585,2.3485425864589052E-3,0.23763990021026982,9.7894410339256863E-4,5.6444359651656624E-2]
[9.5000000000000001E-2,81.133408067884289,3,36.755668247390943,330116.84278966644,2.37483909348323E-3,0.24016528499896697,9.8934410339256867E-4,5.7044190434054357E-2]
[9.6000000000000002E-2,81.135746518982387,3,36.878017749397188,333588.10876278247,2.4011641530993742E-3,0.24269068653466447,9.9974410339256849E-4,5.7644025194208803E-2]
[9.7000000000000003E-2,81.138034460369994,3,37.000367983067029,337059.39777777868,2.4275177729983447E-3,0.24521610483369846,1.0101441033925687E-3,5.8243863936000145E-2]
[9.8000000000000004E-2,81.140273432557706,3,37.122718948389952,340530.70985711599,2.4538999608696693E-3,0.2477415399124096,1.0205441033925686E-3,5.8843706663309639E-2]
[9.9000000000000005E-2,81.142464913986544,3,37.245070645355433,344002.04502326169,2.480310724401402E-3,0.25026699178714329,1.0309441033925686E-3,5.9443553380019609E-2]
[0.1,81.144610324122837,3,37.367423073952956,347473.40329868929,2.5067500712801227E-3,0.25279246047424925,1.0413441033925686E-3,6.0043404090013498E-2]
[0.11,81.163805973342861,3,38.590987597376007,382188.26201211323,2.7727173141482587E-3,0.27804807562600459,1.1453441033925686E-3,6.6042131675693158E-2]
[0.12000000000000001,81.641954548120708,2,39.263086381861612,400000,3.0923224313316698E-3,0.29175590789426986,1.2734136740362755E-3,7.1963715320528018E-2]
[0.13,82.503205876346641,2,39.354435860528412,400000,3.4883654886452937E-3,0.29329004270092651,1.4358844584543076E-3,7.7963142476561345E-2]
[0.14000000000000001,83.257282972058718,2,39.443702631033474,400000,3.9002178258685238E-3,0.29476629224092771,1.6047350869085465E-3,8.3962947563332016E-2]
[0.15,83.923076156266632,2,39.531154506445894,400000,4.3273288149902819E-3,0.29619076213314005,1.7797336584859812E-3,8.9963130749762657E-2]
[0.16,84.515269759903077,2,39.617013730586336,400000,4.7692047504785881E-3,0.29756855492947193,1.9606719321270546E-3,9.5963692202877746E-2]
[0.17,85.04545303761455,2,39.701466962954342,400000,5.2253997831470927E-3,0.29890398668873147,2.1473615584701889E-3,0.10196463208818735]
[0.18,85.52289623997585,2,39.784672630551597,400000,5.695508755806572E-3,0.30020074689969034,2.3396311020969268E-3,0.10796595057000548]
[0.19,85.95510405259644,2,39.866766446571056,400000,6.1791614564877667E-3,0.30146201887628316,2.5373236529390411E-3,0.11396764781171682]
[0.2,86.348217574319079,2,39.947865623995504,400000,6.6760179477176902E-3,0.30269057194809162,2.7402948849121508E-3,0.11996972397600221]
[0.21000000000000002,86.707311123716721,2,40.02807214152871,400000,7.1857647258321486E-3,0.30388883312456139,2.9484114595299186E-3,0.12597217922503087]
[0.22,87.036614661819314,2,40.107475309226956,400000,7.7081115297598316E-3,0.30505894355682323,3.1615496994547554E-3,0.13197501372062503]
[0.23,87.339682725763168,2,40.186153808451337,400000,8.2427886645272206E-3,0.30620280356218826,3.3795944759811955E-3,0.13797822762440259]
[0.24000000000000002,87.619524314823622,2,40.264177331612458,400000,8.7895447374104832E-3,0.30732210892162282,3.6024382680286729E-3,0.14398182109790034]
[0.25,87.878703876965318,2,40.341607913316693,400000,9.3481447283648971E-3,0.30841838043267567,3.8299803600720691E-3,0.14998579430268208]
[0.26,88.119420635873411,2,40.418501020775714,400000,9.9183683338225116E-3,0.30949298818911153,4.0621261536949414E-3,0.1559901474004329]
[0.27,88.343571495859976,2,40.494906454416757,400000,1.0500008535989263E-2,0.31054717169362051,4.2987865728701079E-3,0.16199488055304248]
[0.28000000000000003,88.552801362096872,2,40.570869097392233,400000,1.1092870359636497E-2,0.31158205664568062,4.5398775471717379E-3,0.16799999392267834]
[0.29000000000000004,88.748543721253213,2,40.646429543716266,400000,1.1696769785929786E-2,0.31259866905263833,4.7853195602600967E-3,0.17400548767185095]
[0.3,88.932053615053249,2,40.721624628098773,400000,1.2311532798675312E-2,0.31359794716787581,5.0350372534062682E-3,0.18001136196347167]
[0.31,89.104434621484714,2,40.796487875551236,400000,1.2936994542923958E-2,0.31458075165153615,5.288959075719234E-3,0.18601761696090416]
[0.32,89.266661077941961,2,40.871049885048393,400000,1.3572998579466838E-2,0.31554787426693226,5.547016974231397E-3,0.19202425282801031]
[0.33,89.419596498149943,2,40.945338658626881,400000,1.4219396221613122E-2,0.31650004536258763,5.8091461181859864E-3,0.19803126972919155]
[0.34,89.564008922998852,2,41.019379885058264,400000,1.4876045942929654E-2,0.31743794034094874,6.0752846528211073E-3,0.20403866782942581]
[0.35000000000000003,89.700583785275754,2,41.093197185484001,400000,1.5542812846469332E-2,0.31836218527662141,6.3453734787129908E-3,0.2100464472943003]
[0.36,89.829934746109998,2,41.166812327025767,400000,1.6219568187516589E-2,0.31927336181692717,6.6193560533650466E-3,0.21605460829004186]
[0.37,89.952612867003722,2,41.240245409295909,400000,1.6906188943106006E-2,0.32017201147374602,6.8971782122395743E-3,0.22206315098354368]
[0.38,90.069114408528705,2,41.313515027865392,400000,1.7602557422580753E-2,0.32105863939658147,7.1787880068490762E-3,0.22807207554238934]
[0.39,90.17988748997179,2,41.386638418050296,400000,1.8308560914293937E-2,0.32193371770149137,7.464135557871703E-3,0.23408138213487481]
[0.4,90.285337799589556,2,41.459631581815543,400000,1.9024091364251247E-2,0.32279768841815715,7.7531729215444484E-3,0.24009107093002829]
[0.41000000000000003,90.385833509855786,2,41.53250940013826,400000,1.97490450830759E-2,0.32365096610730043,8.0458539678297473E-3,0.24610114209762793]
[0.42000000000000004,90.481709524025248,2,41.605285732799572,400000,2.0483322478165221E-2,0.324493940192426,8.342134269054207E-3,0.25211159580821835]
[0.43,90.573271157891298,2,41.677973507268113,400000,2.1226827808321292E-2,0.32532697704309782,8.6419709978898546E-3,0.25812243223312442]
[0.44,90.660797342559817,2,41.750584798085001,400000,2.1979468958488194E-2,0.32615042184136112,8.9453228336938279E-3,0.26413365154446572]
[0.45,90.744543419464691,2,41.823130897951337,400000,2.2741157232525695E-2,0.32696460025827778,9.2521498763459605E-3,0.27014525391516703]
[0.46,90.824743586988987,2,41.895622381544065,400000,2.3511807162204718E-2,0.32776981996366461,9.5624135668299949E-3,0.27615723951897025]
[0.47000000000000003,90.90161304837325,2,41.96806916294058,400000,2.4291336330827359E-2,0.32856637198887984,9.8760766138944467E-3,0.28216960853044387]
[0.48000000000000004,90.975349902651317,2,42.040480547409565,400000,2.5079665210062954E-2,0.32935453195976977,1.0193102926207684E-2,0.28818236112499152]
[0.49,91.046136813814115,2,42.112865278222422,400000,2.5876717008753686E-2,0.33013456121458234,1.0513457549488989E-2,0.29419549747885981]
[0.5,91.114142487993348,2,42.185231579052015,400000,2.6682417532584164E-2,0.3309067078196995,1.0837106608156117E-2,0.3002090177691461]
[0.51,91.179369696964528,2,42.360059322304359,400000,2.750950987058904E-2,0.33167122537104715,1.116401982720489E-2,0.30622306349720246]
[0.52,91.242262575566713,2,42.435892702872302,400000,2.8333124009159161E-2,0.33242830348375729,1.1494160397109184E-2,0.31223736277885694]
[0.53,91.30280880096123,2,42.511785182531014,400000,2.9165215879735688E-2,0.33317817241606795,1.1827499738017474E-2,0.31825204711194083]
[0.54,91.361132989347723,2,42.587743405946433,400000,3.0005721457808016E-2,0.33392103562512537,1.2164007783176401E-2,0.324267116697734]
[0.55000000000000004,91.417351071904193,2,42.66377366485159,400000,3.0854578757816692E-2,0.33465708718812631,1.2503655307666121E-2,0.33028257173878689]
[0.56000000000000005,91.471571039670025,2,42.739881922138132,400000,3.1711727740727259E-2,0.33538651239672046,1.2846413889934894E-2,0.3362984124389285]
[0.57000000000000006,91.523893612960762,2,42.816073833943605,400000,3.257711022741562E-2,0.33610948830384568,1.3192255875749787E-2,0.34231463900327114]
[0.58000000000000007,91.574412844095363,2,42.892354769931742,400000,3.3450669817404237E-2,0.33682618422756844,1.3541154344371977E-2,0.34833125163821643]
[0.59,91.623216661067573,2,42.968729831940713,400000,3.4332351812531622E-2,0.33753676221598911,1.3893083076783086E-2,0.3543482505514608]
[0.6,91.670387358810061,2,43.04520387115469,400000,3.5222103145177423E-2,0.3382413774768282,1.4248016525805502E-2,0.36036563595200005]
[0.61,91.716002043857372,2,43.121781503937108,400000,3.6119872310699332E-2,0.33894017877491806,1.4605929787973829E-2,0.36638340805013436]
[0.62,91.760133037489851,2,43.198467126448861,400000,3.7025609303770052E-2,0.33963330880048348,1.4966798577027833E-2,0.3724015670574724]
[0.63,91.802848241816207,2,43.275264928161938,400000,3.7939265558329723E-2,0.34032090451079189,1.533059919890857E-2,0.37842011318693553]
[0.64,91.844211472713468,2,43.352178904366973,400000,3.8860793890894467E-2,0.34100309744749041,1.5697308528149889E-2,0.38443904665276152]
[0.65,91.884282763076229,2,43.429212867763447,400000,3.9790148446984024E-2,0.34168001403171078,1.6066903985566774E-2,0.39045836767050884]
[0.66,91.923118639421801,2,43.506370459212057,400000,4.0727284650451556E-2,0.34235177583881743,1.6439363517150352E-2,0.39647807645705985]
[0.67,91.960772374545698,2,43.583655157720756,400000,4.1672159155516794E-2,0.3430184998544879,1.6814665574086889E-2,0.40249817323062337]
[0.68,91.997294218614542,2,43.66107028972921,400000,4.2624729801320427E-2,0.34368029871365452,1.7192789093825107E-2,0.4085186582107394]
[0.69000000000000006,92.03273161081519,2,43.738619037749707,400000,4.3584955568831997E-2,0.3443372809236866,1.7573713482121989E-2,0.41453953161828078]
[0.70000000000000007,92.067129373444232,2,43.816304448417398,400000,4.4552796539957008E-2,0.34498955107306734,1.7957418596003149E-2,0.42056079367545662]
[0.71,92.100529890115766,2,43.894129439997478,400000,4.5528213858701733E-2,0.34563721002669962,1.8343884727578613E-2,0.4265824446058149]
[0.72,92.13297326958471,2,43.972096809392681,400000,4.6511169694264554E-2,0.34628035510887389,1.8733092588659784E-2,0.43260448463424545]
[0.73,92.164497496523495,2,44.050209238690186,400000,4.7501627205932449E-2,0.34691908027483753,1.912502329612693E-2,0.43862691398698184]
[0.74,92.195138570449586,2,44.1284693012839,400000,4.8499550509672099E-2,0.3475534762718217,1.9519658358001322E-2,0.44464973289160437]
[0.75,92.224930633877065,2,44.206879467604466,400000,4.950490464631057E-2,0.34818363079030634,1.9916979660178372E-2,0.45067294157704185]
[0.76,92.253906090656102,2,44.28544211048672,400000,5.0517655551211474E-2,0.3488096286062376,2.0316969453782547E-2,0.45669654027357404]
[0.77,92.282095715366282,2,44.364159510201702,400000,5.1537770025356547E-2,0.34943155171485063,2.0719610343106726E-2,0.46272052921283441]
[0.78,92.309528754544019,2,44.443033859177874,400000,5.2565215707750503E-2,0.35004947945669396,2.1124885274101821E-2,0.46874490862781115]
[0.79,91.865940258972728,1,47.637707164213374,400000,5.4357899524940134E-2,0.41482352000000006,2.1533737123912145E-2,0.47029399744206069]
[0.8,91.936103925622604,1,47.762513223942285,400000,5.5433933624052786E-2,0.41635040000000006,2.194748386050719E-2,0.47032472363879063]
[0.81,92.00448899635316,1,47.888010855461104,400000,5.6524482920713388E-2,0.41787728000000002,2.2366430859148183E-2,0.47035547305682318]
[0.82000000000000006,92.071156133888309,1,48.014201496081085,400000,5.7629580681997764E-2,0.41940416000000003,2.2790578121891118E-2,0.47038624587835104]
[0.83000000000000007,92.136163260782808,1,48.141086593463982,400000,5.8749260467301792E-2,0.42093104000000003,2.3219925650798723E-2,0.4704170422861636]
[0.84,92.199565712284084,1,48.268667605633027,400000,5.9883556129761095E-2,0.42245792000000004,2.3654473447940513E-2,0.47044786246365206]
[0.85,92.261416379073125,1,48.396946000984144,400000,6.1032501817683986E-2,0.42398480000000005,2.4094221515392873E-2,0.47047870659481483]
[0.86,92.321765840657974,1,48.525923258297063,400000,6.2196131975997007E-2,0.42551168000000006,2.453916985523907E-2,0.47050957486426254]
[0.87,92.38066249012607,1,48.655600866746553,400000,6.3374481347703737E-2,0.42703856000000001,2.4989318469569356E-2,0.47054046745722289]
[0.88,92.438152650901529,1,48.785980325913741,400000,6.4567584975356543E-2,0.42856544000000002,2.5444667360480979E-2,0.47057138455954545]
[0.89,92.494280686098932,1,48.917063145797435,400000,6.5775478202541482E-2,0.43009232000000003,2.5905216530078302E-2,0.47060232635770793]
[0.9,92.549089101015454,1,49.048850846825502,400000,6.6998196675376376E-2,0.43161920000000004,2.6370965980472796E-2,0.47063329303882018]
[0.91,92.602618639258509,1,49.181344959866372,400000,6.8235776344022031E-2,0.43314608000000004,2.6841915713783152E-2,0.47066428479062999]
[0.92,92.654908372965252,1,49.314547026240497,400000,6.9488253464206867E-2,0.43467296000000005,2.7318065732135296E-2,0.47069530180152774]
[0.93,92.705995787533254,1,49.448458597731964,400000,7.07556645987647E-2,0.43619984000000006,2.7799416037662485E-2,0.47072634426055232]
[0.94000000000000006,92.75591686124811,1,49.583081236600087,400000,7.2038046619186072E-2,0.43772672000000007,2.8285966632505335E-2,0.4707574123573956]
[0.95000000000000007,92.804706140162793,1,49.718416515591088,400000,7.3335436707182872E-2,0.43925360000000002,2.8777717518811891E-2,0.47078850628240759]
[0.96000000000000008,92.852396808556094,1,49.854466017949861,400000,7.4647872356266604E-2,0.44078048000000003,2.9274668698737707E-2,0.47081962622660262]
[0.97,92.899020755271408,1,49.991231337431721,400000,7.597539137333989E-2,0.44230736000000004,2.9776820174445853E-2,0.47085077238166329]
[0.98,92.944608636214383,1,50.128714078314275,400000,7.7318031880302077E-2,0.44383424000000005,3.0284171948107032E-2,0.47088194493994667]
[0.99,92.989189933266331,1,50.266915855409344,400000,7.8675832315667896E-2,0.44536112000000005,3.0796724021899615E-2,0.47091314409448898]
[1,93.032793009850948,1,50.405838294074861,400000,8.0048831436200396E-2,0.44688800000000006,3.1314476398009675E-2,0.47094437003901102]
[1.1000000000000001,93.420558718299986,1,51.835064210573236,400000,9.4623507698890802E-2,0.46215680000000003,3.6778017273153614E-2,0.4712581460517658]
[1.2,93.735095752601993,1,53.338222952760475,400000,0.11076311309577745,0.47742560000000006,4.2761590844406346E-2,0.47157481944277785]
[1.3,93.992399579612425,1,54.917115826267839,400000,0.12851192695716063,0.49269440000000003,4.9265199434767849E-2,0.47189459606558126]
[1.4,94.204056118843155,1,56.5736523790872,400000,0.14791780866528151,0.50796320000000006,5.628884545791249E-2,0.47221768980886131]
[1.5,94.378657702740327,1,58.309851750011937,400000,0.16903240115518095,0.52323200000000003,6.383253142451803E-2,0.47254432315729056]
[1.6,94.522706025686318,1,60.127844072079995,400000,0.19191135026364192,0.53850080000000011,7.1896259948755453E-2,0.47287472776663675]
[1.7,94.641206555952493,1,62.029871930745529,400000,0.21661454068041405,0.55376960000000008,8.0480033754948277E-2,0.47320914505387907]
[1.8,94.738070760453297,1,64.018291876505259,400000,0.24320634931183532,0.56903840000000006,8.9583855684409283E-2,0.47354782680303742]
[1.9000000000000001,94.815932828062799,1,66.21102961244776,400000,0.27188881643959689,0.58430720000000003,9.9207749556015384E-2,0.47389288373305538]
[2,94.878036866632485,1,68.411845072525523,400000,0.30252520427877999,0.59957600000000011,0.10935168399782683,0.4742415358074239]
[2.1,94.926037242740179,1,70.714013288482334,400000,0.33529223859950918,0.61484480000000008,0.12001567793617968,0.47459546019069115]
[2.2000000000000002,94.961555682111126,1,73.121626712071034,400000,0.37028074201064209,0.63011360000000005,0.13119973523607778,0.47495499938166041]
[2.3000000000000003,94.985918922877246,1,75.639068334211998,400000,0.40758892112553458,0.64538240000000013,0.1429038600062828,0.47532051747982873]
[2.4,95.000217206567115,1,78.271029848265329,400000,0.44732300384113349,0.66065120000000011,0.15512805662035437,0.47569240204986574]
[2.5,95.005348891972403,1,81.022531010338213,400000,0.48959794233315757,0.67592000000000008,0.16787232973937363,0.47607106613526323]
[2.6,95.002054835631114,1,83.898940263276558,400000,0.53453818848725221,0.69118880000000005,0.18113668433648597,0.47645695043321673]
[2.7,94.990945123875406,1,86.905996695428996,400000,0.58227854920712885,0.70645760000000013,0.19492112572340919,0.47685052564364427]
[2.8000000000000003,94.972520016125372,1,90.049833409970276,400000,0.63296512984273257,0.7217264000000001,0.20922565957906228,0.47725229500613148]
[2.9,94.946431664642645,1,93.460075593969918,400000,0.68708835107491639,0.73699520000000007,0.22405032656271937,0.47766586155790158]
[3,94.914268486303158,1,96.932234367214591,400000,0.74428086635672353,0.75226400000000004,0.23939507539563409,0.47808668121311348]
[3.1,94.875708933606703,1,100.57063066006975,400000,0.80497818041862401,0.76753280000000013,0.2552599395403185,0.47851771926514591]
[3.2,94.830930229787967,1,104.38500066218016,400000,0.86939535868917894,0.7828016000000001,0.27164492730546846,0.47895971199228121]
[3.3000000000000003,94.780050577834643,1,108.38592989801396,400000,0.93776834594700564,0.79807040000000018,0.28855004772942339,0.4794134603304388]
[3.4000000000000004,94.723133562829133,1,112.58493497802118,400000,1.0103564065177533,0.81333920000000015,0.30597531066018652,0.47987983696421471]
[3.5,94.660191291827786,1,116.99455387057449,400000,1.0874448956904095,0.82860800000000012,0.32392072684488193,0.48035979425415487]
[]
[]
[]
[]
[]
[]
[]
[]
[]
[]
[]
[]
[]
[]
[]
[]
[]
[]
[]
[]
[]
[]
[]
[]
[]
[]
[]
[]
[]
[]
[]
[]
[]
[]
[]
[]
[]
[]
[]
[]
[]
[]
[]
[]
[]
[]
[]
[]
[]
[]
[]
[]
[]
[]
[]
[]
[]
[]
[]
[]
[]
[]
[]
[]
[]
[]
[]
[]
[]
[]
[]
[]
[]
[]
[]
[]
[]
[]
[]
[]
[]
[]
[]
[]
[]
[]
[]
[]
[]
[]
[]
[]
[]
[]
[]
[]
[]
[]
[]
[]
[]
[]
[]
[]
[]
[]
[]
[]
[]
[]
[]
[]
[]
[]
[]
[]
[]
[]
[]
[]
[]
[]
[]
[]
[]
[]
[]
[]
[]
[]
[]
[]
[]
[]
[]
[]
[]
[]
[]
[]
[]
[]
[]
[]
[]
[]
[]
[]
[]
[]
[]
[]
[]
[]
[]
[]
[]
[]
[]
[]
[]
[]
[]
[]
[]
[]
[]
[]
[]
[]
[]
[]
[]
[]
[]
[]
[]
[]
[]
[]
[]
[]
[]
[]
[]
[]
[]
[]
[]
[]
[]
[]
[]
[]
[]
[]
[]
[]
[]
[]
[]
[]
[]
[]
[]
[]
[]
[]
[]
[]
[]
[]
[]
[]
[]
[]
[]
[]
[]
[]
[]
[]
[]
[]
[]
[]
[]
[]
[]
[]
[]
[]
[]
[]
[]
[]
[]
[]
[]
[]
[]
[]
[]
[]
[]
[]
[]
[]
[]
[]
[]
[]
[]
[]
[]
[]
[]
[]
[]
[]
[]
[]
[]
[]
[]
[]
[]
[]
[]
[]
[]
[]
[]
[]
[]
[]
[]
[]
[]
[]
[]
[]
[]
[]
[]
[]
[]
[]
[]
[]
[]
[]
[]
[]
[]
[]
[]
[]
[]
[]
[]
[]
[]
[]
[]
[]
[]
[]
[]
[]
[]
[]
[]
[]
[]
[]
[]
[]
[]
[]
[]
[]
[]
[]
[]
[]
[]
[]
[]
[]
[]
[]
[]
[]
[]
[]
[]
[]
[]
[]
[]
[]
[]
[]
[]
[]
[]
[]
[]
[]
[]
[]
[]
[]
[]
[]
[]
[]
[]
[]
[]
[]
[]
[]
[]
[]
[]
[]
[]
[]
[]
[]
[]
[]
[]
[]
[]
[]
[]
[]
[]
[]
[]
[]
[]
[]
[]
[]
[]
[]
[]
[]
[]
[]
[]
[]
[]
[]
[]
[]
[]
[]
[]
[]
[]
[]
[]
[]
[]
[]
[]
[]
[]
[]
[]
[]
[]
[]
[]
[]
[]
[]
[]
[]
[]
[]
[]
[]
[]
[]
[]
[]
[]
[]
[]
[]
[]
[]
[]
[]
[]
[]
[]
[]
[]
[]
[]
[]
[]
[]
[]
[]
[]
[]
[]
[]
[]
[]
[]
[]
[]
[]
[]
[]
[]
[]
[]
[]
[]
[]
[]
[]
[]
[]
[]
[]
[]
[]
[]
[]
[]
[]
[]
[]
[]
[]
[]
[]
[]
[]
[]
[]
[]
[]
[]
[]
[]
[]
[]
[]
[]
[]
[]
[]
[]
[]
[]
[]
[]
[]
[]
[]
[]
[]
[]
[]
[]
[]
[]
[]
[]
[]
[]
[]
[]
[]
[]
[]
[]
[]
[]
[]
[]
[]
[]
[]
[]
[]
[]
[]
[]
[]
[]
[]
[]
[]
[]
[]
[]
[]
[]
[]
[]
[]
[]
[]
[]
[]
[]
[]
[]
[]
[]
[]
[]
[]
[]
[]
[]
[]
[]
[]
[]
[]
[]
[]
[]
[]
[]
[]
[]
[]
[]
[]
[]
[]
[]
[]
[]
[]
[]
[]
[]
[]
[]
[]
[]
[]
[]
[]
[]
[]
[]
[]
[]
[]
[]
[]
[]
[]
[]
[]
[]
[]
[]
[]
[]
[]
[]
[]
[]
[]
[]
[]
[]
[]
[]
[]
[]
[]
[]
[]
[]
[]
[]
[]
[]
[]
[]
[]
[]
[]
[]
[]
[]
[]
[]
[]
[]
[]
[]
[]
[]
[]
[]
[]
[]
[]
[]
[]
[]
[]
[]
[]
[]
[]
[]
[]
[]
[]
[]
[]
[]
[]
[]
[]
[]
[]
[]
[]
[]
[]
[]
[]
[]
[]
[]
[]
[]
[]
[]
[]
[]
[]
[]
[]
[]
[]
[]
[]
[]
[]
[]
[]
[]
[]
[]
[]
[]
[]
[]
[]
[]
[]
[]
[]
[]
[]
[]
[]
[]
[]
[]
[]
[]
[]
[]
[]
[]
[]
[]
[]
[]
[]
[]
[]
[]
[]
[]
[]
[]
[]
[]
[]
[]
[]
[]
[]
[]
[]
[]
[]
[]
[]
[]
[]
[]
[]
[]
[]
[]
[]
[]
[]
[]
[]
[]
[]
[]
[]
[]
[]
[]
[]
[]
[]
[]
[]
[]
[]
[]
[]
[]
[]
[]
[]
[]
[]
[]
[]
[]
[]
[]
[]
[]
[]
[]
[]
[]
[]
[]
[]
[]
[]
[]
[]
[]
[]
[]
[]
[]
[]
[]
[]
[]
[]
[]
[]
[]
[]
[]
[]
[]
[]
[]
[]
[]
[]
[]
[]
[]
[]
[]
[]
[]
[]
[]
[]
[]
[]
[]
[]
[]
[]
[]
[]
[]
[]
[]
[]
[]
[]
[]
[]
[]
[]
[]
[]
[]
[]
[]
[]
[]
[]
[]
[]
[]
[]
[]
[]
[]
[]
[]
[]
[]
[]
[]
[]
[]
[]
[]
[]
[]
[]
[]
[]
[]
[]
[]
[]
[]
[]
[]
[]
[]
[]
[]
[]
[]
[]
[]
[]
[]
[]
[]
[]
[]
[]
[]
[]
[]
[]
[]
[]
[]
[]
[]
[]
[]
[]
[]
[]
[]
[]
[]
[]
[]
[]
[]
[]
[]
[]
[]
[]
[]
[]
[]
[]
[]
[]
[]
[]
[]
[]
[]
[]
[]
[]
[]
[]
[]
[]
[]
[]
[]
[]
[]
[]
[]
[]
[]
[]
[]
[]
[]
[]
[]
[]
[]
[]
[]
[]
[]
[]
[]
[]
[]
[]
[]
[]
[]
[]
[]
[]
[]
[]
[]
[]
[]
[]
[]
[]
[]
[]
[]
[]
[]
[]
[]
[]
[]
[]
[]
[]
[]
[]
[]
[]
[]
[]
[]
[]
[]
[]
[]
[]
[]
[]
[]
[]
[]
[]
[]
[]
[]
[]
[]
[]
[]
[]
[]
[]
[]
[]
[]
[]
[]
[]
[]
[]
[]
[]
[]
[]
[]
[]
[]
[]
[]
[]
[]
[]
[]
[]
[]
[]
[]
[]
[]
[]
[]
[]
[]
[]
[]
[]
[]
[]
[]
[]
[]
[]
[]
[]
[]
[]
[]
[]
[]
[]
[]
[]
[]
[]
[]
[]
[]
[]
[]
[]
[]
[]
[]
[]
[]
[]
[]
[]
[]
[]
[]
[]
[]
[]
[]
[]
[]
[]
[]
[]
[]
[]
[]
[]
[]
[]
[]
[]
[]
[]
[]
[]
[]
[]
[]
[]
[]
[]
[]
[]
[]
[]
[]
[]
[]
[]
[]
[]
[]
[]
[]
[]
[]
[]
[]
[]
[]
[]
[]
[]
[]
[]
[]
[]
[]
[]
[]
[]
[]
[]
[]
[]
[]
[]
[]
[]
[]
[]
[]
[]
[]
[]
[]
[]
[]
[]
[]
[]
[]
[]
[]
[]
[]
[]
[]
[]
[]
[]
[]
[]
[]
[]
[]
[]
[]
[]
[]
[]
[]
[]
[]
[]
[]
[]
[]
[]
[]
[]
[]
[]
[]
[]
[]
[]
[]
[]
[]
[]
[]
[]
[]
[]
[]
[]
[]
[]
[]
[]
[]
[]
[]
[]
[]
[]
[]
[]
[]
[]
[]
[]
[]
[]
[]
[]
[]
[]
[]
[]
[]
[]
[]
[]
[]
[]
[]
[]
[]
[]
[]
[]
[]
[]
[]
[]
[]
[]
[]
[]
[]
[]
[]
[]
[]
[]
[]
[]
[]
[]
[]
[]
[]
[]
[]
[]
[]
[]
[]
[]
[]
[]
[]
[]
[]
[]
[]
[]
[]
[]
[]
[]
[]
[]
[]
[]
[]
[]
[]
[]
[]
[]
[]
[]
[]
[]
[]
[]
[]
[]
[]
[]
[]
[]
[]
[]
[]
[]
[]
[]
[]
[]
[]
[]
[]
[]
[]
[]
[]
[]
[]
[]
[]
[]
[]
[]
[]
[]
[]
[]
[]
[]
[]
[]
[]
[]
[]
[]
[]
[]
[]
[]
[]
[]
[]
[]
[]
[]
[]
[]
[]
[]
[]
[]
[]
[]
[]
[]
[]
[]
[]
[]
[]
[]
[]
[]
[]
[]
[]
[]
[]
[]
[]
[]
[]
[]
[]
[]
[]
[]
[]
[]
[]
[]
[]
[]
[]
[]
[]
[]
[]
[]
[]
[]
[]
[]
[]
[]
[]
[]
[]
[]
[]
[]
[]
[]
[]
[]
[]
[]
[]
[]
[]
[]
[]
[]
[]
[]
[]
[]
[]
[]
[]
[]
[]
[]
[]
[]
[]
[]
[]
[]
[]
[]
[]
[]
[]
[]
[]
[]
[]
[]
[]
[]
[]
[]
[]
[]
[]
[]
[]
[]
[]
[]
[]
[]
[]
[]
[]
[]
[]
[]
[]
[]
[]
[]
[]
[]
[]
[]
[]
[]
[]
[]
[]
[]
[]
[]
[]
[]
[]
[]
[]
[]
[]
[]
[]
[]
[]
[]
[]
[]
[]
[]
[]
[]
[]
[]
[]
[]
[]
[]
[]
[]
[]
[]
[]
[]
[]
[]
[]
[]
[]
[]
[]
[]
[]
[]
[]
[]
[]
[]
[]
[]
[]
[]
[]
[]
[]
[]
[]
[]
[]
[]
[]
[]
[]
[]
[]
[]
[]
[]
[]
[]
[]
[]
[]
[]
[]
[]
[]
[]
[]
[]
[]
[]
[]
[]
[]
[]
[]
[]
[]
[]
[]
[]
[]
[]
[]
[]
[]
[]
[]
[]
[]
[]
[]
[]
[]
[]
[]
[]
[]
[]
[]
[]
[]
[]
[]
[]
[]
[]
[]
[]
[]
[]
[]
[]
[]
[]
[]
[]
[]
[]
[]
[]
[]
[]
[]
[]
[]
[]
[]
[]
[]
[]
[]
[]
[]
[]
[]
[]
[]
[]
[]
[]
[]
[]
[]
[]
[]
[]
[]
[]
[]
[]
[]
[]
[]
[]
[]
[]
[]
[]
[]
[]
[]
[]
[]
[]
[]
[]
[]
[]
[]
[]
[]
[]
[]
[]
[]
[]
[]
[]
[]
[]
[]
[]
[]
[]
[]
[]
[]
[]
[]
[]
[]
[]
[]
[]
[]
[]
[]
[]
[]
[]
[]
[]
[]
[]
[]
[]
[]
[]
[]
[]
[]
[]
[]
[]
[]
[]
[]
[]
[]
[]
[]
[]
[]
[]
[]
[]
[]
[]
[0.2]
[]
[]
[]
[]
[]
[]
[]
[]
[]
[]
[]
[]
[]
[]
[]
[]
[]
[]
[]
[]
[]
[]
[]
[]
[]
[]
[]
[]
[]
[]
[]
[]
[]
[]
[]
[]
[]
[]
[]
[]
[]
[]
[]
[]
[]
[]
[]
[]
[]
[]
[]
[]
[]
[]
[]
[]
[]
[]
[]
[]
[]
[]
[]
[]
[]
[]
[]
[]
[]
[]
[]
[]
[]
[]
[]
[]
[]
[]
[]
[]
[]
[]
[]
[]
[]
[]
[]
[]
[]
[]
[]
[]
[]
[]
[]
[]
[]
[]
[]
[]
[]
[]
[]
[]
[]
[]
[]
[]
[]
[]
[]
[]
[]
[]
[]
[]
[]
[]
[]
[]
[]
[]
[]
[]
[]
[]
[]
[]
[]
[]
[]
[]
[]
[]
[]
[]
[]
[]
[]
[]
[]
[]
[]
[]
[]
[]
[]
[]
[]
[]
[]
[]
[]
[]
[]
[]
[]
[]
[]
[]
[]
[]
[]
[]
[]
[]
[]
[]
[]
[]
[]
[]
[]
[]
[]
[]
[]
[]
[]
[]
[]
[]
[]
[]
[]
[]
[]
[]
[]
[]
[]
[]
[]
[]
[]
[]
[]
[]
[]
[]
[]
[]
[]
[]
[]
[]
[]
[]
[]
[]
[]
[]
[]
[]
[]
[]
[]
[]
[]
[]
[]
[]
[]
[]
[]
[]
[]
[]
[]
[]
[]
[]
[]
[]
[]
[]
[]
[]
[]
[]
[]
[]
[]
[]
[]
[]
[]
[]
[]
[]
[]
[]
[]
[]
[]
[]
[]
[]
[]
[]
[]
[]
[]
[]
[]
[]
[]
[]
[]
[]
[]
[]
[]
[]
[]
[]
[]
[]
[]
[]
[]
[]
[]
[]
[]
[]
[]
[]
[]
[]
[]
[]
[]
[]
[]
[]
[]
[]
[]
[]
[]
[]
[]
[]
[]
[]
[]
[]
[]
[]
[]
[]
[]
[]
[]
[]
[]
[]
[]
[]
[]
[]
[]
[]
[]
[]
[]
[]
[]
[]
[]
[]
[]
[]
[]
[]
[]
[]
[]
[]
[]
[]
[]
[]
[]
[]
[]
[]
[]
[]
[]
[]
[]
[]
[]
[]
[]
[]
[]
[]
[]
[]
[]
[]
[]
[]
[]
[]
[]
[]
[]
[]
[]
[]
[]
[]
[]
[]
[]
[]
[]
[]
[]
[]
[]
[]
[]
[]
[]
[]
[]
[]
[]
[]
[]
[]
[]
[]
[]
[]
[]
[]
[]
[]
[]
[]
[]
[]
[]
[]
[]
[]
[]
[]
[]
[]
[]
[]
[]
[]
[]
[]
[]
[]
[]
[]
[]
[]
[]
[]
[]
[]
[]
[]
[]
[]
[]
[]
[]
[]
[]
[]
[]
[]
[]
[]
[]
[]
[]
[]
[]
[]
[]
[]
[]
[]
[]
[]
[]
[]
[]
[]
[]
[]
[]
[]
[]
[]
[]
[]
[]
[]
[]
[]
[]
[]
[]
[]
[]
[]
[]
[]
[]
[]
[]
[]
[]
[]
[]
[]
[]
[]
[]
[]
[]
[]
[]
[]
[]
[]
[]
[]
[]
[]
[]
[]
[]
[]
[]
[]
[]
[]
[]
[]
[]
[]
[]
[]
[]
[]
[]
[]
[]
[]
[]
[]
[]
[]
[]
[]
[]
[]
[]
[]
[]
[]
[]
[]
[]
[]
[]
[]
[]
[]
[]
[]
[]
[]
[]
[]
[]
[]
[]
[]
[]
[]
[]
[]
[]
[]
[]
[]
[]
[]
[]
[]
[]
[]
[]
[]
[]
[]
[]
[]
[]
[]
[]
[]
[]
[]
[]
[]
[]
[]
[]
[]
[]
[]
[]
[]
[]
[]
[]
[]
[]
[]
[]
[]
[]
[]
[]
[]
[]
[]
[]
[]
[]
[]
[]
[]
[]
[]
[]
[]
[]
[]
[]
[]
[]
[]
[]
[]
[]
[]
[]
[]
[]
[]
[]
[]
[]
[]
[]
[]
[]
[]
[]
[]
[]
[]
[]
[]
[]
[]
[]
[]
[]
[]
[]
[]
[]
[]
[]
[]
[]
[]
[]
[]
[]
[]
[]
[]
[]
[]
[]
[]
[]
[]
[]
[]
[]
[]
[]
[]
[]
[]
[]
[]
[]
[]
[]
[]
[]
[]
[]
[]
[]
[]
[]
[]
[]
[]
[]
[]
[]
[]
[]
[]
[]
[]
[]
[]
[]
[]
[]
[]
[]
[]
[]
[]
[]
[]
[]
[]
[]
[]
[]
[]
[]
[]
[]
[]
[]
[]
[]
[]
[]
[]
[]
[]
[]
[]
[]
[]
[]
[]
[]
[]
[]
[]
[]
[]
[]
[]
[]
[]
[]
[]
[]
[]
[]
[]
[]
[]
[]
[]
[]
[]
[]
[]
[]
[]
[]
[]
[]
[]
[]
[]
[]
[]
[]
[]
[]
[]
[]
[]
[]
[]
[]
[]
[]
[]
[]
[]
[]
[]
[]
[]
[]
[]
[]
[]
[]
[]
[]
[]
[]
[]
[]
[]
[]
[]
[]
[]
[]
[]
[]
[]
[]
[]
[]
[]
[]
[]
[]
[]
[]
[]
[]
[]
[]
[]
[]
[]
[]
[]
[]
[]
[]
[]
[]
[]
[]
[]
[]
[]
[]
[]
[]
[]
[]
[]
[]
[]
[]
[]
[]
[]
[]
[]
[]
[]
[]
[]
[]
[]
[]
[]
[]
[]
[]
[]
[]
[]
[]
[]
[]
[]
[]
[]
[]
[]
[]
[]
[]
[]
[]
[]
[]
[]
[]
[]
[]
[]
[]
[]
[]
[]
[]
[]
[]
[]
[]
[]
[]
[]
[]
[]
[]
[]
[]
[]
[]
[]
[]
[]
[]
[]
[]
[]
[]
[]
[]
[]
[]
[]
[]
[]
[]
[]
[]
[]
[]
[]
[]
[]
[]
[]
[]
[]
[]
[]
[]
[]
[]
[]
[]
[]
[]
[]
[]
[]
[]
[]
[]
[]
[]
[]
[]
[]
[]
[]
[]
[]
[]
[]
[]
[]
[]
[]
[]
[]
[]
[]
[]
[]
[]
[]
[]
[]
[]
[]
[]
[]
[]
[]
[]
[]
[]
[]
[]
[]
[]
[]
[]
[]
[]
[]
[]
[]
[]
[]
[]
[]
[]
[]
[]
[]
[]
[0.30000000000000004]
[]
[]
[]
[]
[]
[]
[]
[]
[]
[]
[]
[]
[]
[]
[]
[]
[]
[]
[]
[]
[]
[]
[]
[]
[]
[]
[]
[]
[]
[]
[]
[]
[]
[]
[]
[]
[]
[]
[]
[]
[]
[]
[]
[]
[]
[]
[]
[]
[]
[]
[]
[]
[]
[]
[]
[]
[]
[]
[]
[]
[]
[]
[]
[]
[]
[]
[]
[]
[]
[]
[]
[]
[]
[]
[]
[]
[]
[]
[]
[]
[]
[]
[]
[]
[]
[]
[]
[]
[]
[]
[]
[]
[]
[]
[]
[]
[]
[]
[]
[]
[]
[]
[]
[]
[]
[]
[]
[]
[]
[]
[]
[]
[]
[]
[]
[]
[]
[]
[]
[]
[]
[]
[]
[]
[]
[]
[]
[]
[]
[]
[]
[]
[]
[]
[]
[]
[]
[]
[]
[]
[]
[]
[]
[]
[]
[]
[]
[]
[]
[]
[]
[]
[]
[]
[]
[]
[]
[]
[]
[]
[]
[]
[]
[]
[]
[]
[]
[]
[]
[]
[]
[]
[]
[]
[]
[]
[]
[]
[]
[]
[]
[]
[]
[]
[]
[]
[]
[]
[]
[]
[]
[]
[]
[]
[]
[]
[]
[]
[]
[]
[]
[]
[]
[]
[]
[]
[]
[]
[]
[]
[]
[]
[]
[]
[]
[]
[]
[]
[]
[]
[]
[]
[]
[]
[]
[]
[]
[]
[]
[]
[]
[]
[]
[]
[]
[]
[]
[]
[]
[]
[]
[]
[]
[]
[]
[]
[]
[]
[]
[]
[]
[]
[]
[]
[]
[]
[]
[]
[]
[]
[]
[]
[]
[]
[]
[]
[]
[]
[]
[]
[]
[]
[]
[]
[]
[]
[]
[]
[]
[]
[]
[]
[]
[]
[]
[]
[]
[]
[]
[]
[]
[]
[]
[]
[]
[]
[]
[]
[]
[]
[]
[]
[]
[]
[]
[]
[]
[]
[]
[]
[]
[]
[]
[]
[]
[]
[]
[]
[]
[]
[]
[]
[]
[]
[]
[]
[]
[]
[]
[]
[]
[]
[]
[]
[]
[]
[]
[]
[]
[]
[]
[]
[]
[]
[]
[]
[]
[]
[]
[]
[]
[]
[]
[]
[]
[]
[]
[]
[]
[]
[]
[]
[]
[]
[]
[]
[]
[]
[]
[]
[]
[]
[]
[]
[]
[]
[]
[]
[]
[]
[]
[]
[]
[]
[]
[]
[]
[]
[]
[]
[]
[]
[]
[]
[]
[]
[]
[]
[]
[]
[]
[]
[]
[]
[]
[]
[]
[]
[]
[]
[]
[]
[]
[]
[]
[]
[]
[]
[]
[]
[]
[]
[]
[]
[]
[]
[]
[]
[]
[]
[]
[]
[]
[]
[]
[]
[]
[]
[]
[]
[]
[]
[]
[]
[]
[]
[]
[]
[]
[]
[]
[]
[]
[]
[]
[]
[]
[]
[]
[]
[]
[]
[]
[]
[]
[]
[]
[]
[]
[]
[]
[]
[]
[]
[]
[]
[]
[]
[]
[]
[]
[]
[]
[]
[]
[]
[]
[]
[]
[]
[]
[]
[]
[]
[]
[]
[]
[]
[]
[]
[]
[]
[]
[]
[]
[]
[]
[]
[]
[]
[]
[]
[]
[]
[]
[]
[]
[]
[]
[]
[]
[]
[]
[]
[]
[]
[]
[]
[]
[]
[]
[]
[]
[]
[]
[]
[]
[]
[]
[]
[]
[]
[]
[]
[]
[]
[]
[]
[]
[]
[]
[]
[]
[]
[]
[]
[]
[]
[]
[]
[]
[]
[]
[]
[]
[]
[]
[]
[]
[]
[]
[]
[]
[]
[]
[]
[]
[]
[]
[]
[]
[]
[]
[]
[]
[]
[]
[]
[]
[]
[]
[]
[]
[]
[]
[]
[]
[]
[]
[]
[]
[]
[]
[]
[]
[]
[]
[]
[]
[]
[]
[]
[]
[]
[]
[]
[]
[]
[]
[]
[]
[]
[]
[]
[]
[]
[]
[]
[]
[]
[]
[]
[]
[]
[]
[]
[]
[]
[]
[]
[]
[]
[]
[]
[]
[]
[]
[]
[]
[]
[]
[]
[]
[]
[]
[]
[]
[]
[]
[]
[]
[]
[]
[]
[]
[]
[]
[]
[]
[]
[]
[]
[]
[]
[]
[]
[]
[]
[]
[]
[]
[]
[]
[]
[]
[]
[]
[]
[]
[]
[]
[]
[]
[]
[]
[]
[]
[]
[]
[]
[]
[]
[]
[]
[]
[]
[]
[]
[]
[]
[]
[]
[]
[]
[]
[]
[]
[]
[]
[]
[]
[]
[]
[]
[]
[]
[]
[]
[]
[]
[]
[]
[]
[]
[]
[]
[]
[]
[]
[]
[]
[]
[]
[]
[]
[]
[]
[]
[]
[]
[]
[]
[]
[]
[]
[]
[]
[]
[]
[]
[]
[]
[]
[]
[]
[]
[]
[]
[]
[]
[]
[]
[]
[]
[]
[]
[]
[]
[]
[]
[]
[]
[]
[]
[]
[]
[]
[]
[]
[]
[]
[]
[]
[]
[]
[]
[]
[]
[]
[]
[]
[]
[]
[]
[]
[]
[]
[]
[]
[]
[]
[]
[]
[]
[]
[]
[]
[]
[]
[]
[]
[]
[]
[]
[]
[]
[]
[]
[]
[]
[]
[]
[]
[]
[]
[]
[]
[]
[]
[]
[]
[]
[]
[]
[]
[]
[]
[]
[]
[]
[]
[]
[]
[]
[]
[]
[]
[]
[]
[]
[]
[]
[]
[]
[]
[]
[]
[]
[]
[]
[]
[]
[]
[]
[]
[]
[]
[]
[]
[]
[]
[]
[]
[]
[]
[]
[]
[]
[]
[]
[]
[]
[]
[]
[]
[]
[]
[]
[]
[]
[]
[]
[]
[]
[]
[]
[]
[]
[]
[]
[]
[]
[]
[]
[]
[]
[]
[]
[]
[]
[]
[]
[]
[]
[]
[]
[]
[]
[]
[]
[]
[]
[]
[]
[]
[]
[]
[]
[]
[]
[]
[]
[]
[]
[]
[]
[]
[]
[]
[]
[]
[]
[]
[]
[]
[]
[]
[]
[]
[]
[]
[]
[]
[]
[]
[]
[]
[]
[]
[]
[]
[]
[]
[]
[]
[]
[]
[]
[]
[]
[]
[]
[]
[]
[]
[]
[]
[]
[]
[]
[]
[]
[]
[]
[]
[]
[]
[]
[]
[0.4]
[]
[]
[]
[]
[]
[]
[]
[]
[]
[]
[]
[]
[]
[]
[]
[]
[]
[]
[]
[]
[]
[]
[]
[]
[]
[]
[]
[]
[]
[]
[]
[]
[]
[]
[]
[]
[]
[]
[]
[]
[]
[]
[]
[]
[]
[]
[]
[]
[]
[]
[]
[]
[]
[]
[]
[]
[]
[]
[]
[]
[]
[]
[]
[]
[]
[]
[]
[]
[]
[]
[]
[]
[]
[]
[]
[]
[]
[]
[]
[]
[]
[]
[]
[]
[]
[]
[]
[]
[]
[]
[]
[]
[]
[]
[]
[]
[]
[]
[]
[]
[]
[]
[]
[]
[]
[]
[]
[]
[]
[]
[]
[]
[]
[]
[]
[]
[]
[]
[]
[]
[]
[]
[]
[]
[]
[]
[]
[]
[]
[]
[]
[]
[]
[]
[]
[]
[]
[]
[]
[]
[]
[]
[]
[]
[]
[]
[]
[]
[]
[]
[]
[]
[]
[]
[]
[]
[]
[]
[]
[]
[]
[]
[]
[]
[]
[]
[]
[]
[]
[]
[]
[]
[]
[]
[]
[]
[]
[]
[]
[]
[]
[]
[]
[]
[]
[]
[]
[]
[]
[]
[]
[]
[]
[]
[]
[]
[]
[]
[]
[]
[]
[]
[]
[]
[]
[]
[]
[]
[]
[]
[]
[]
[]
[]
[]
[]
[]
[]
[]
[]
[]
[]
[]
[]
[]
[]
[]
[]
[]
[]
[]
[]
[]
[]
[]
[]
[]
[]
[]
[]
[]
[]
[]
[]
[]
[]
[]
[]
[]
[]
[]
[]
[]
[]
[]
[]
[]
[]
[]
[]
[]
[]
[]
[]
[]
[]
[]
[]
[]
[]
[]
[]
[]
[]
[]
[]
[]
[]
[]
[]
[]
[]
[]
[]
[]
[]
[]
[]
[]
[]
[]
[]
[]
[]
[]
[]
[]
[]
[]
[]
[]
[]
[]
[]
[]
[]
[]
[]
[]
[]
[]
[]
[]
[]
[]
[]
[]
[]
[]
[]
[]
[]
[]
[]
[]
[]
[]
[]
[]
[]
[]
[]
[]
[]
[]
[]
[]
[]
[]
[]
[]
[]
[]
[]
[]
[]
[]
[]
[]
[]
[]
[]
[]
[]
[]
[]
[]
[]
[]
[]
[]
[]
[]
[]
[]
[]
[]
[]
[]
[]
[]
[]
[]
[]
[]
[]
[]
[]
[]
[]
[]
[]
[]
[]
[]
[]
[]
[]
[]
[]
[]
[]
[]
[]
[]
[]
[]
[]
[]
[]
[]
[]
[]
[]
[]
[]
[]
[]
[]
[]
[]
[]
[]
[]
[]
[]
[]
[]
[]
[]
[]
[]
[]
[]
[]
[]
[]
[]
[]
[]
[]
[]
[]
[]
[]
[]
[]
[]
[]
[]
[]
[]
[]
[]
[]
[]
[]
[]
[]
[]
[]
[]
[]
[]
[]
[]
[]
[]
[]
[]
[]
[]
[]
[]
[]
[]
[]
[]
[]
[]
[]
[]
[]
[]
[]
[]
[]
[]
[]
[]
[]
[]
[]
[]
[]
[]
[]
[]
[]
[]
[]
[]
[]
[]
[]
[]
[]
[]
[]
[]
[]
[]
[]
[]
[]
[]
[]
[]
[]
[]
[]
[]
[]
[]
[]
[]
[]
[]
[]
[]
[]
[]
[]
[]
[]
[]
[]
[]
[]
[]
[]
[]
[]
[]
[]
[]
[]
[]
[]
[]
[]
[]
[]
[]
[]
[]
[]
[]
[]
[]
[]
[]
[]
[]
[]
[]
[]
[]
[]
[]
[]
[]
[]
[]
[]
[]
[]
[]
[]
[]
[]
[]
[]
[]
[]
[]
[]
[]
[]
[]
[]
[]
[]
[]
[]
[]
[]
[]
[]
[]
[]
[]
[]
[]
[]
[]
[]
[]
[]
[]
[]
[]
[]
[]
[]
[]
[]
[]
[]
[]
[]
[]
[]
[]
[]
[]
[]
[]
[]
[]
[]
[]
[]
[]
[]
[]
[]
[]
[]
[]
[]
[]
[]
[]
[]
[]
[]
[]
[]
[]
[]
[]
[]
[]
[]
[]
[]
[]
[]
[]
[]
[]
[]
[]
[]
[]
[]
[]
[]
[]
[]
[]
[]
[]
[]
[]
[]
[]
[]
[]
[]
[]
[]
[]
[]
[]
[]
[]
[]
[]
[]
[]
[]
[]
[]
[]
[]
[]
[]
[]
[]
[]
[]
[]
[]
[]
[]
[]
[]
[]
[]
[]
[]
[]
[]
[]
[]
[]
[]
[]
[]
[]
[]
[]
[]
[]
[]
[]
[]
[]
[]
[]
[]
[]
[]
[]
[]
[]
[]
[]
[]
[]
[]
[]
[]
[]
[]
[]
[]
[]
[]
[]
[]
[]
[]
[]
[]
[]
[]
[]
[]
[]
[]
[]
[]
[]
[]
[]
[]
[]
[]
[]
[]
[]
[]
[]
[]
[]
[]
[]
[]
[]
[]
[]
[]
[]
[]
[]
[]
[]
[]
[]
[]
[]
[]
[]
[]
[]
[]
[]
[]
[]
[]
[]
[]
[]
[]
[]
[]
[]
[]
[]
[]
[]
[]
[]
[]
[]
[]
[]
[]
[]
[]
[]
[]
[]
[]
[]
[]
[]
[]
[]
[]
[]
[]
[]
[]
[]
[]
[]
[]
[]
[]
[]
[]
[]
[]
[]
[]
[]
[]
[]
[]
[]
[]
[]
[]
[]
[]
[]
[]
[]
[]
[]
[]
[]
[]
[]
[]
[]
[]
[]
[]
[]
[]
[]
[]
[]
[]
[]
[]
[]
[]
[]
[]
[]
[]
[]
[]
[]
[]
[]
[]
[]
[]
[]
[]
[]
[]
[]
[]
[]
[]
[]
[]
[]
[]
[]
[]
[]
[]
[]
[]
[]
[]
[]
[]
[]
[]
[]
[]
[]
[]
[]
[]
[]
[]
[]
[]
[]
[]
[]
[]
[]
[]
[]
[]
[]
[]
[]
[]
[]
[]
[]
[]
[]
[]
[]
[]
[]
[]
[]
[]
[]
[]
[]
[]
[]
[]
[]
[]
[]
[]
[]
[]
[]
[]
[]
[]
[]
[]
[]
[]
[]
[]
[]
[]
[]
[]
[]
[]
[]
[]
[]
[]
[]
[]
[]
[]
[]
[]
[]
[]
[]
[]
[]
[]
[]
[]
[]
[]
[]
[]
[]
[]
[]
[]
[]
[]
[0.5]
[]
[]
[]
[]
[]
[]
[]
[]
[]
[]
[]
[]
[]
[]
[]
[]
[]
[]
[]
[]
[]
[]
[]
[]
[]
[]
[]
[]
[]
[]
[]
[]
[]
[]
[]
[]
[]
[]
[]
[]
[]
[]
[]
[]
[]
[]
[]
[]
[]
[]
[]
[]
[]
[]
[]
[]
[]
[]
[]
[]
[]
[]
[]
[]
[]
[]
[]
[]
[]
[]
[]
[]
[]
[]
[]
[]
[]
[]
[]
[]
[]
[]
[]
[]
[]
[]
[]
[]
[]
[]
[]
[]
[]
[]
[]
[]
[]
[]
[]
[]
[]
[]
[]
[]
[]
[]
[]
[]
[]
[]
[]
[]
[]
[]
[]
[]
[]
[]
[]
[]
[]
[]
[]
[]
[]
[]
[]
[]
[]
[]
[]
[]
[]
[]
[]
[]
[]
[]
[]
[]
[]
[]
[]
[]
[]
[]
[]
[]
[]
[]
[]
[]
[]
[]
[]
[]
[]
[]
[]
[]
[]
[]
[]
[]
[]
[]
[]
[]
[]
[]
[]
[]
[]
[]
[]
[]
[]
[]
[]
[]
[]
[]
[]
[]
[]
[]
[]
[]
[]
[]
[]
[]
[]
[]
[]
[]
[]
[]
[]
[]
[]
[]
[]
[]
[]
[]
[]
[]
[]
[]
[]
[]
[]
[]
[]
[]
[]
[]
[]
[]
[]
[]
[]
[]
[]
[]
[]
[]
[]
[]
[]
[]
[]
[]
[]
[]
[]
[]
[]
[]
[]
[]
[]
[]
[]
[]
[]
[]
[]
[]
[]
[]
[]
[]
[]
[]
[]
[]
[]
[]
[]
[]
[]
[]
[]
[]
[]
[]
[]
[]
[]
[]
[]
[]
[]
[]
[]
[]
[]
[]
[]
[]
[]
[]
[]
[]
[]
[]
[]
[]
[]
[]
[]
[]
[]
[]
[]
[]
[]
[]
[]
[]
[]
[]
[]
[]
[]
[]
[]
[]
[]
[]
[]
[]
[]
[]
[]
[]
[]
[]
[]
[]
[]
[]
[]
[]
[]
[]
[]
[]
[]
[]
[]
[]
[]
[]
[]
[]
[]
[]
[]
[]
[]
[]
[]
[]
[]
[]
[]
[]
[]
[]
[]
[]
[]
[]
[]
[]
[]
[]
[]
[]
[]
[]
[]
[]
[]
[]
[]
[]
[]
[]
[]
[]
[]
[]
[]
[]
[]
[]
[]
[]
[]
[]
[]
[]
[]
[]
[]
[]
[]
[]
[]
[]
[]
[]
[]
[]
[]
[]
[]
[]
[]
[]
[]
[]
[]
[]
[]
[]
[]
[]
[]
[]
[]
[]
[]
[]
[]
[]
[]
[]
[]
[]
[]
[]
[]
[]
[]
[]
[]
[]
[]
[]
[]
[]
[]
[]
[]
[]
[]
[]
[]
[]
[]
[]
[]
[]
[]
[]
[]
[]
[]
[]
[]
[]
[]
[]
[]
[]
[]
[]
[]
[]
[]
[]
[]
[]
[]
[]
[]
[]
[]
[]
[]
[]
[]
[]
[]
[]
[]
[]
[]
[]
[]
[]
[]
[]
[]
[]
[]
[]
[]
[]
[]
[]
[]
[]
[]
[]
[]
[]
[]
[]
[]
[]
[]
[]
[]
[]
[]
[]
[]
[]
[]
[]
[]
[]
[]
[]
[]
[]
[]
[]
[]
[]
[]
[]
[]
[]
[]
[]
[]
[]
[]
[]
[]
[]
[]
[]
[]
[]
[]
[]
[]
[]
[]
[]
[]
[]
[]
[]
[]
[]
[]
[]
[]
[]
[]
[]
[]
[]
[]
[]
[]
[]
[]
[]
[]
[]
[]
[]
[]
[]
[]
[]
[]
[]
[]
[]
[]
[]
[]
[]
[]
[]
[]
[]
[]
[]
[]
[]
[]
[]
[]
[]
[]
[]
[]
[]
[]
[]
[]
[]
[]
[]
[]
[]
[]
[]
[]
[]
[]
[]
[]
[]
[]
[]
[]
[]
[]
[]
[]
[]
[]
[]
[]
[]
[]
[]
[]
[]
[]
[]
[]
[]
[]
[]
[]
[]
[]
[]
[]
[]
[]
[]
[]
[]
[]
[]
[]
[]
[]
[]
[]
[]
[]
[]
[]
[]
[]
[]
[]
[]
[]
[]
[]
[]
[]
[]
[]
[]
[]
[]
[]
[]
[]
[]
[]
[]
[]
[]
[]
[]
[]
[]
[]
[]
[]
[]
[]
[]
[]
[]
[]
[]
[]
[]
[]
[]
[]
[]
[]
[]
[]
[]
[]
[]
[]
[]
[]
[]
[]
[]
[]
[]
[]
[]
[]
[]
[]
[]
[]
[]
[]
[]
[]
[]
[]
[]
[]
[]
[]
[]
[]
[]
[]
[]
[]
[]
[]
[]
[]
[]
[]
[]
[]
[]
[]
[]
[]
[]
[]
[]
[]
[]
[]
[]
[]
[]
[]
[]
[]
[]
[]
[]
[]
[]
[]
[]
[]
[]
[]
[]
[]
[]
[]
[]
[]
[]
[]
[]
[]
[]
[]
[]
[]
[]
[]
[]
[]
[]
[]
[]
[]
[]
[]
[]
[]
[]
[]
[]
[]
[]
[]
[]
[]
[]
[]
[]
[]
[]
[]
[]
[]
[]
[]
[]
[]
[]
[]
[]
[]
[]
[]
[]
[]
[]
[]
[]
[]
[]
[]
[]
[]
[]
[]
[]
[]
[]
[]
[]
[]
[]
[]
[]
[]
[]
[]
[]
[]
[]
[]
[]
[]
[]
[]
[]
[]
[]
[]
[]
[]
[]
[]
[]
[]
[]
[]
[]
[]
[]
[]
[]
[]
[]
[]
[]
[]
[]
[]
[]
[]
[]
[]
[]
[]
[]
[]
[]
[]
[]
[]
[]
[]
[]
[]
[]
[]
[]
[]
[]
[]
[]
[]
[]
[]
[]
[]
[]
[]
[]
[]
[]
[]
[]
[]
[]
[]
[]
[]
[]
[]
[]
[]
[]
[]
[]
[]
[]
[]
[]
[]
[]
[]
[]
[]
[]
[]
[]
[]
[]
[]
[]
[]
[]
[]
[]
[]
[]
[]
[]
[]
[]
[]
[]
[]
[]
[]
[]
[]
[]
[]
[]
[]
[]
[]
[]
[]
[]
[]
[]
[]
[]
[]
[]
[]
[]
[]
[]
[]
[]
[]
[]
[]
[]
[]
[]
[]
[]
[]
[]
[]
[]
[]
[]
[]
[]
[]
[0.6]
[]
[]
[]
[]
[]
[]
[]
[]
[]
[]
[]
[]
[]
[]
[]
[]
[]
[]
[]
[]
[]
[]
[]
[]
[]
[]
[]
[]
[]
[]
[]
[]
[]
[]
[]
[]
[]
[]
[]
[]
[]
[]
[]
[]
[]
[]
[]
[]
[]
[]
[]
[]
[]
[]
[]
[]
[]
[]
[]
[]
[]
[]
[]
[]
[]
[]
[]
[]
[]
[]
[]
[]
[]
[]
[]
[]
[]
[]
[]
[]
[]
[]
[]
[]
[]
[]
[]
[]
[]
[]
[]
[]
[]
[]
[]
[]
[]
[]
[]
[]
[]
[]
[]
[]
[]
[]
[]
[]
[]
[]
[]
[]
[]
[]
[]
[]
[]
[]
[]
[]
[]
[]
[]
[]
[]
[]
[]
[]
[]
[]
[]
[]
[]
[]
[]
[]
[]
[]
[]
[]
[]
[]
[]
[]
[]
[]
[]
[]
[]
[]
[]
[]
[]
[]
[]
[]
[]
[]
[]
[]
[]
[]
[]
[]
[]
[]
[]
[]
[]
[]
[]
[]
[]
[]
[]
[]
[]
[]
[]
[]
[]
[]
[]
[]
[]
[]
[]
[]
[]
[]
[]
[]
[]
[]
[]
[]
[]
[]
[]
[]
[]
[]
[]
[]
[]
[]
[]
[]
[]
[]
[]
[]
[]
[]
[]
[]
[]
[]
[]
[]
[]
[]
[]
[]
[]
[]
[]
[]
[]
[]
[]
[]
[]
[]
[]
[]
[]
[]
[]
[]
[]
[]
[]
[]
[]
[]
[]
[]
[]
[]
[]
[]
[]
[]
[]
[]
[]
[]
[]
[]
[]
[]
[]
[]
[]
[]
[]
[]
[]
[]
[]
[]
[]
[]
[]
[]
[]
[]
[]
[]
[]
[]
[]
[]
[]
[]
[]
[]
[]
[]
[]
[]
[]
[]
[]
[]
[]
[]
[]
[]
[]
[]
[]
[]
[]
[]
[]
[]
[]
[]
[]
[]
[]
[]
[]
[]
[]
[]
[]
[]
[]
[]
[]
[]
[]
[]
[]
[]
[]
[]
[]
[]
[]
[]
[]
[]
[]
[]
[]
[]
[]
[]
[]
[]
[]
[]
[]
[]
[]
[]
[]
[]
[]
[]
[]
[]
[]
[]
[]
[]
[]
[]
[]
[]
[]
[]
[]
[]
[]
[]
[]
[]
[]
[]
[]
[]
[]
[]
[]
[]
[]
[]
[]
[]
[]
[]
[]
[]
[]
[]
[]
[]
[]
[]
[]
[]
[]
[]
[]
[]
[]
[]
[]
[]
[]
[]
[]
[]
[]
[]
[]
[]
[]
[]
[]
[]
[]
[]
[]
[]
[]
[]
[]
[]
[]
[]
[]
[]
[]
[]
[]
[]
[]
[]
[]
[]
[]
[]
[]
[]
[]
[]
[]
[]
[]
[]
[]
[]
[]
[]
[]
[]
[]
[]
[]
[]
[]
[]
[]
[]
[]
[]
[]
[]
[]
[]
[]
[]
[]
[]
[]
[]
[]
[]
[]
[]
[]
[]
[]
[]
[]
[]
[]
[]
[]
[]
[]
[]
[]
[]
[]
[]
[]
[]
[]
[]
[]
[]
[]
[]
[]
[]
[]
[]
[]
[]
[]
[]
[]
[]
[]
[]
[]
[]
[]
[]
[]
[]
[]
[]
[]
[]
[]
[]
[]
[]
[]
[]
[]
[]
[]
[]
[]
[]
[]
[]
[]
[]
[]
[]
[]
[]
[]
[]
[]
[]
[]
[]
[]
[]
[]
[]
[]
[]
[]
[]
[]
[]
[]
[]
[]
[]
[]
[]
[]
[]
[]
[]
[]
[]
[]
[]
[]
[]
[]
[]
[]
[]
[]
[]
[]
[]
[]
[]
[]
[]
[]
[]
[]
[]
[]
[]
[]
[]
[]
[]
[]
[]
[]
[]
[]
[]
[]
[]
[]
[]
[]
[]
[]
[]
[]
[]
[]
[]
[]
[]
[]
[]
[]
[]
[]
[]
[]
[]
[]
[]
[]
[]
[]
[]
[]
[]
[]
[]
[]
[]
[]
[]
[]
[]
[]
[]
[]
[]
[]
[]
[]
[]
[]
[]
[]
[]
[]
[]
[]
[]
[]
[]
[]
[]
[]
[]
[]
[]
[]
[]
[]
[]
[]
[]
[]
[]
[]
[]
[]
[]
[]
[]
[]
[]
[]
[]
[]
[]
[]
[]
[]
[]
[]
[]
[]
[]
[]
[]
[]
[]
[]
[]
[]
[]
[]
[]
[]
[]
[]
[]
[]
[]
[]
[]
[]
[]
[]
[]
[]
[]
[]
[]
[]
[]
[]
[]
[]
[]
[]
[]
[]
[]
[]
[]
[]
[]
[]
[]
[]
[]
[]
[]
[]
[]
[]
[]
[]
[]
[]
[]
[]
[]
[]
[]
[]
[]
[]
[]
[]
[]
[]
[]
[]
[]
[]
[]
[]
[]
[]
[]
[]
[]
[]
[]
[]
[]
[]
[]
[]
[]
[]
[]
[]
[]
[]
[]
[]
[]
[]
[]
[]
[]
[]
[]
[]
[]
[]
[]
[]
[]
[]
[]
[]
[]
[]
[]
[]
[]
[]
[]
[]
[]
[]
[]
[]
[]
[]
[]
[]
[]
[]
[]
[]
[]
[]
[]
[]
[]
[]
[]
[]
[]
[]
[]
[]
[]
[]
[]
[]
[]
[]
[]
[]
[]
[]
[]
[]
[]
[]
[]
[]
[]
[]
[]
[]
[]
[]
[]
[]
[]
[]
[]
[]
[]
[]
[]
[]
[]
[]
[]
[]
[]
[]
[]
[]
[]
[]
[]
[]
[]
[]
[]
[]
[]
[]
[]
[]
[]
[]
[]
[]
[]
[]
[]
[]
[]
[]
[]
[]
[]
[]
[]
[]
[]
[]
[]
[]
[]
[]
[]
[]
[]
[]
[]
[]
[]
[]
[]
[]
[]
[]
[]
[]
[]
[]
[]
[]
[]
[]
[]
[]
[]
[]
[]
[]
[]
[]
[]
[]
[]
[]
[]
[]
[]
[]
[]
[]
[]
[]
[]
[]
[]
[]
[]
[]
[]
[]
[]
[]
[]
[]
[]
[]
[]
[]
[]
[]
[]
[]
[]
[]
[]
[]
[]
[]
[]
[]
[]
[]
[]
[]
[]
[]
[]
[]
[]
[]
[]
[]
[]
[]
[]
[]
[]
[]
[]
[]
[]
[]
[]
[]
[]
[]
[0.7]
[]
[]
[]
[]
[]
[]
[]
[]
[]
[]
[]
[]
[]
[]
[]
[]
[]
[]
[]
[]
[]
[]
[]
[]
[]
[]
[]
[]
[]
[]
[]
[]
[]
[]
[]
[]
[]
[]
[]
[]
[]
[]
[]
[]
[]
[]
[]
[]
[]
[]
[]
[]
[]
[]
[]
[]
[]
[]
[]
[]
[]
[]
[]
[]
[]
[]
[]
[]
[]
[]
[]
[]
[]
[]
[]
[]
[]
[]
[]
[]
[]
[]
[]
[]
[]
[]
[]
[]
[]
[]
[]
[]
[]
[]
[]
[]
[]
[]
[]
[]
[]
[]
[]
[]
[]
[]
[]
[]
[]
[]
[]
[]
[]
[]
[]
[]
[]
[]
[]
[]
[]
[]
[]
[]
[]
[]
[]
[]
[]
[]
[]
[]
[]
[]
[]
[]
[]
[]
[]
[]
[]
[]
[]
[]
[]
[]
[]
[]
[]
[]
[]
[]
[]
[]
[]
[]
[]
[]
[]
[]
[]
[]
[]
[]
[]
[]
[]
[]
[]
[]
[]
[]
[]
[]
[]
[]
[]
[]
[]
[]
[]
[]
[]
[]
[]
[]
[]
[]
[]
[]
[]
[]
[]
[]
[]
[]
[]
[]
[]
[]
[]
[]
[]
[]
[]
[]
[]
[]
[]
[]
[]
[]
[]
[]
[]
[]
[]
[]
[]
[]
[]
[]
[]
[]
[]
[]
[]
[]
[]
[]
[]
[]
[]
[]
[]
[]
[]
[]
[]
[]
[]
[]
[]
[]
[]
[]
[]
[]
[]
[]
[]
[]
[]
[]
[]
[]
[]
[]
[]
[]
[]
[]
[]
[]
[]
[]
[]
[]
[]
[]
[]
[]
[]
[]
[]
[]
[]
[]
[]
[]
[]
[]
[]
[]
[]
[]
[]
[]
[]
[]
[]
[]
[]
[]
[]
[]
[]
[]
[]
[]
[]
[]
[]
[]
[]
[]
[]
[]
[]
[]
[]
[]
[]
[]
[]
[]
[]
[]
[]
[]
[]
[]
[]
[]
[]
[]
[]
[]
[]
[]
[]
[]
[]
[]
[]
[]
[]
[]
[]
[]
[]
[]
[]
[]
[]
[]
[]
[]
[]
[]
[]
[]
[]
[]
[]
[]
[]
[]
[]
[]
[]
[]
[]
[]
[]
[]
[]
[]
[]
[]
[]
[]
[]
[]
[]
[]
[]
[]
[]
[]
[]
[]
[]
[]
[]
[]
[]
[]
[]
[]
[]
[]
[]
[]
[]
[]
[]
[]
[]
[]
[]
[]
[]
[]
[]
[]
[]
[]
[]
[]
[]
[]
[]
[]
[]
[]
[]
[]
[]
[]
[]
[]
[]
[]
[]
[]
[]
[]
[]
[]
[]
[]
[]
[]
[]
[]
[]
[]
[]
[]
[]
[]
[]
[]
[]
[]
[]
[]
[]
[]
[]
[]
[]
[]
[]
[]
[]
[]
[]
[]
[]
[]
[]
[]
[]
[]
[]
[]
[]
[]
[]
[]
[]
[]
[]
[]
[]
[]
[]
[]
[]
[]
[]
[]
[]
[]
[]
[]
[]
[]
[]
[]
[]
[]
[]
[]
[]
[]
[]
[]
[]
[]
[]
[]
[]
[]
[]
[]
[]
[]
[]
[]
[]
[]
[]
[]
[]
[]
[]
[]
[]
[]
[]
[]
[]
[]
[]
[]
[]
[]
[]
[]
[]
[]
[]
[]
[]
[]
[]
[]
[]
[]
[]
[]
[]
[]
[]
[]
[]
[]
[]
[]
[]
[]
[]
[]
[]
[]
[]
[]
[]
[]
[]
[]
[]
[]
[]
[]
[]
[]
[]
[]
[]
[]
[]
[]
[]
[]
[]
[]
[]
[]
[]
[]
[]
[]
[]
[]
[]
[]
[]
[]
[]
[]
[]
[]
[]
[]
[]
[]
[]
[]
[]
[]
[]
[]
[]
[]
[]
[]
[]
[]
[]
[]
[]
[]
[]
[]
[]
[]
[]
[]
[]
[]
[]
[]
[]
[]
[]
[]
[]
[]
[]
[]
[]
[]
[]
[]
[]
[]
[]
[]
[]
[]
[]
[]
[]
[]
[]
[]
[]
[]
[]
[]
[]
[]
[]
[]
[]
[]
[]
[]
[]
[]
[]
[]
[]
[]
[]
[]
[]
[]
[]
[]
[]
[]
[]
[]
[]
[]
[]
[]
[]
[]
[]
[]
[]
[]
[]
[]
[]
[]
[]
[]
[]
[]
[]
[]
[]
[]
[]
[]
[]
[]
[]
[]
[]
[]
[]
[]
[]
[]
[]
[]
[]
[]
[]
[]
[]
[]
[]
[]
[]
[]
[]
[]
[]
[]
[]
[]
[]
[]
[]
[]
[]
[]
[]
[]
[]
[]
[]
[]
[]
[]
[]
[]
[]
[]
[]
[]
[]
[]
[]
[]
[]
[]
[]
[]
[]
[]
[]
[]
[]
[]
[]
[]
[]
[]
[]
[]
[]
[]
[]
[]
[]
[]
[]
[]
[]
[]
[]
[]
[]
[]
[]
[]
[]
[]
[]
[]
[]
[]
[]
[]
[]
[]
[]
[]
[]
[]
[]
[]
[]
[]
[]
[]
[]
[]
[]
[]
[]
[]
[]
[]
[]
[]
[]
[]
[]
[]
[]
[]
[]
[]
[]
[]
[]
[]
[]
[]
[]
[]
[]
[]
[]
[]
[]
[]
[]
[]
[]
[]
[]
[]
[]
[]
[]
[]
[]
[]
[]
[]
[]
[]
[]
[]
[]
[]
[]
[]
[]
[]
[]
[]
[]
[]
[]
[]
[]
[]
[]
[]
[]
[]
[]
[]
[]
[]
[]
[]
[]
[]
[]
[]
[]
[]
[]
[]
[]
[]
[]
[]
[]
[]
[]
[]
[]
[]
[]
[]
[]
[]
[]
[]
[]
[]
[]
[]
[]
[]
[]
[]
[]
[]
[]
[]
[]
[]
[]
[]
[]
[]
[]
[]
[]
[]
[]
[]
[]
[]
[]
[]
[]
[]
[]
[]
[]
[]
[]
[]
[]
[]
[]
[]
[]
[]
[]
[]
[]
[]
[]
[]
[]
[]
[]
[]
[]
[]
[]
[]
[]
[]
[]
[]
[]
[]
[]
[]
[]
[]
[]
[]
[]
[]
[]
[]
[]
[]
[]
[]
[]
[]
[]
[]
[]
[]
[]
[]
[]
[]
[]
[]
[]
[]
[]
[]
[]
[]
[]
[0.79999999999999993]
[]
[]
[]
[]
[]
[]
[]
[]
[]
[]
[]
[]
[]
[]
[]
[]
[]
[]
[]
[]
[]
[]
[]
[]
[]
[]
[]
[]
[]
[]
[]
[]
[]
[]
[]
[]
[]
[]
[]
[]
[]
[]
[]
[]
[]
[]
[]
[]
[]
[]
[]
[]
[]
[]
[]
[]
[]
[]
[]
[]
[]
[]
[]
[]
[]
[]
[]
[]
[]
[]
[]
[]
[]
[]
[]
[]
[]
[]
[]
[]
[]
[]
[]
[]
[]
[]
[]
[]
[]
[]
[]
[]
[]
[]
[]
[]
[]
[]
[]
[]
[]
[]
[]
[]
[]
[]
[]
[]
[]
[]
[]
[]
[]
[]
[]
[]
[]
[]
[]
[]
[]
[]
[]
[]
[]
[]
[]
[]
[]
[]
[]
[]
[]
[]
[]
[]
[]
[]
[]
[]
[]
[]
[]
[]
[]
[]
[]
[]
[]
[]
[]
[]
[]
[]
[]
[]
[]
[]
[]
[]
[]
[]
[]
[]
[]
[]
[]
[]
[]
[]
[]
[]
[]
[]
[]
[]
[]
[]
[]
[]
[]
[]
[]
[]
[]
[]
[]
[]
[]
[]
[]
[]
[]
[]
[]
[]
[]
[]
[]
[]
[]
[]
[]
[]
[]
[]
[]
[]
[]
[]
[]
[]
[]
[]
[]
[]
[]
[]
[]
[]
[]
[]
[]
[]
[]
[]
[]
[]
[]
[]
[]
[]
[]
[]
[]
[]
[]
[]
[]
[]
[]
[]
[]
[]
[]
[]
[]
[]
[]
[]
[]
[]
[]
[]
[]
[]
[]
[]
[]
[]
[]
[]
[]
[]
[]
[]
[]
[]
[]
[]
[]
[]
[]
[]
[]
[]
[]
[]
[]
[]
[]
[]
[]
[]
[]
[]
[]
[]
[]
[]
[]
[]
[]
[]
[]
[]
[]
[]
[]
[]
[]
[]
[]
[]
[]
[]
[]
[]
[]
[]
[]
[]
[]
[]
[]
[]
[]
[]
[]
[]
[]
[]
[]
[]
[]
[]
[]
[]
[]
[]
[]
[]
[]
[]
[]
[]
[]
[]
[]
[]
[]
[]
[]
[]
[]
[]
[]
[]
[]
[]
[]
[]
[]
[]
[]
[]
[]
[]
[]
[]
[]
[]
[]
[]
[]
[]
[]
[]
[]
[]
[]
[]
[]
[]
[]
[]
[]
[]
[]
[]
[]
[]
[]
[]
[]
[]
[]
[]
[]
[]
[]
[]
[]
[]
[]
[]
[]
[]
[]
[]
[]
[]
[]
[]
[]
[]
[]
[]
[]
[]
[]
[]
[]
[]
[]
[]
[]
[]
[]
[]
[]
[]
[]
[]
[]
[]
[]
[]
[]
[]
[]
[]
[]
[]
[]
[]
[]
[]
[]
[]
[]
[]
[]
[]
[]
[]
[]
[]
[]
[]
[]
[]
[]
[]
[]
[]
[]
[]
[]
[]
[]
[]
[]
[]
[]
[]
[]
[]
[]
[]
[]
[]
[]
[]
[]
[]
[]
[]
[]
[]
[]
[]
[]
[]
[]
[]
[]
[]
[]
[]
[]
[]
[]
[]
[]
[]
[]
[]
[]
[]
[]
[]
[]
[]
[]
[]
[]
[]
[]
[]
[]
[]
[]
[]
[]
[]
[]
[]
[]
[]
[]
[]
[]
[]
[]
[]
[]
[]
[]
[]
[]
[]
[]
[]
[]
[]
[]
[]
[]
[]
[]
[]
[]
[]
[]
[]
[]
[]
[]
[]
[]
[]
[]
[]
[]
[]
[]
[]
[]
[]
[]
[]
[]
[]
[]
[]
[]
[]
[]
[]
[]
[]
[]
[]
[]
[]
[]
[]
[]
[]
[]
[]
[]
[]
[]
[]
[]
[]
[]
[]
[]
[]
[]
[]
[]
[]
[]
[]
[]
[]
[]
[]
[]
[]
[]
[]
[]
[]
[]
[]
[]
[]
[]
[]
[]
[]
[]
[]
[]
[]
[]
[]
[]
[]
[]
[]
[]
[]
[]
[]
[]
[]
[]
[]
[]
[]
[]
[]
[]
[]
[]
[]
[]
[]
[]
[]
[]
[]
[]
[]
[]
[]
[]
[]
[]
[]
[]
[]
[]
[]
[]
[]
[]
[]
[]
[]
[]
[]
[]
[]
[]
[]
[]
[]
[]
[]
[]
[]
[]
[]
[]
[]
[]
[]
[]
[]
[]
[]
[]
[]
[]
[]
[]
[]
[]
[]
[]
[]
[]
[]
[]
[]
[]
[]
[]
[]
[]
[]
[]
[]
[]
[]
[]
[]
[]
[]
[]
[]
[]
[]
[]
[]
[]
[]
[]
[]
[]
[]
[]
[]
[]
[]
[]
[]
[]
[]
[]
[]
[]
[]
[]
[]
[]
[]
[]
[]
[]
[]
[]
[]
[]
[]
[]
[]
[]
[]
[]
[]
[]
[]
[]
[]
[]
[]
[]
[]
[]
[]
[]
[]
[]
[]
[]
[]
[]
[]
[]
[]
[]
[]
[]
[]
[]
[]
[]
[]
[]
[]
[]
[]
[]
[]
[]
[]
[]
[]
[]
[]
[]
[]
[]
[]
[]
[]
[]
[]
[]
[]
[]
[]
[]
[]
[]
[]
[]
[]
[]
[]
[]
[]
[]
[]
[]
[]
[]
[]
[]
[]
[]
[]
[]
[]
[]
[]
[]
[]
[]
[]
[]
[]
[]
[]
[]
[]
[]
[]
[]
[]
[]
[]
[]
[]
[]
[]
[]
[]
[]
[]
[]
[]
[]
[]
[]
[]
[]
[]
[]
[]
[]
[]
[]
[]
[]
[]
[]
[]
[]
[]
[]
[]
[]
[]
[]
[]
[]
[]
[]
[]
[]
[]
[]
[]
[]
[]
[]
[]
[]
[]
[]
[]
[]
[]
[]
[]
[]
[]
[]
[]
[]
[]
[]
[]
[]
[]
[]
[]
[]
[]
[]
[]
[]
[]
[]
[]
[]
[]
[]
[]
[]
[]
[]
[]
[]
[]
[]
[]
[]
[]
[]
[]
[]
[]
[]
[]
[]
[]
[]
[]
[]
[]
[]
[]
[]
[]
[]
[]
[]
[]
[]
[]
[]
[]
[]
[]
[]
[]
[]
[]
[]
[]
[]
[]
[]
[]
[]
[]
[]
[]
[]
[]
[]
[]
[]
[]
[]
[]
[]
[]
[]
[]
[]
[]
[]
[]
[]
[]
[]
[]
[]
[0.89999999999999991]
[]
[]
[]
[]
[]
[]
[]
[]
[]
[]
[]
[]
[]
[]
[]
[]
[]
[]
[]
[]
[]
[]
[]
[]
[]
[]
[]
[]
[]
[]
[]
[]
[]
[]
[]
[]
[]
[]
[]
[]
[]
[]
[]
[]
[]
[]
[]
[]
[]
[]
[]
[]
[]
[]
[]
[]
[]
[]
[]
[]
[]
[]
[]
[]
[]
[]
[]
[]
[]
[]
[]
[]
[]
[]
[]
[]
[]
[]
[]
[]
[]
[]
[]
[]
[]
[]
[]
[]
[]
[]
[]
[]
[]
[]
[]
[]
[]
[]
[]
[]
[]
[]
[]
[]
[]
[]
[]
[]
[]
[]
[]
[]
[]
[]
[]
[]
[]
[]
[]
[]
[]
[]
[]
[]
[]
[]
[]
[]
[]
[]
[]
[]
[]
[]
[]
[]
[]
[]
[]
[]
[]
[]
[]
[]
[]
[]
[]
[]
[]
[]
[]
[]
[]
[]
[]
[]
[]
[]
[]
[]
[]
[]
[]
[]
[]
[]
[]
[]
[]
[]
[]
[]
[]
[]
[]
[]
[]
[]
[]
[]
[]
[]
[]
[]
[]
[]
[]
[]
[]
[]
[]
[]
[]
[]
[]
[]
[]
[]
[]
[]
[]
[]
[]
[]
[]
[]
[]
[]
[]
[]
[]
[]
[]
[]
[]
[]
[]
[]
[]
[]
[]
[]
[]
[]
[]
[]
[]
[]
[]
[]
[]
[]
[]
[]
[]
[]
[]
[]
[]
[]
[]
[]
[]
[]
[]
[]
[]
[]
[]
[]
[]
[]
[]
[]
[]
[]
[]
[]
[]
[]
[]
[]
[]
[]
[]
[]
[]
[]
[]
[]
[]
[]
[]
[]
[]
[]
[]
[]
[]
[]
[]
[]
[]
[]
[]
[]
[]
[]
[]
[]
[]
[]
[]
[]
[]
[]
[]
[]
[]
[]
[]
[]
[]
[]
[]
[]
[]
[]
[]
[]
[]
[]
[]
[]
[]
[]
[]
[]
[]
[]
[]
[]
[]
[]
[]
[]
[]
[]
[]
[]
[]
[]
[]
[]
[]
[]
[]
[]
[]
[]
[]
[]
[]
[]
[]
[]
[]
[]
[]
[]
[]
[]
[]
[]
[]
[]
[]
[]
[]
[]
[]
[]
[]
[]
[]
[]
[]
[]
[]
[]
[]
[]
[]
[]
[]
[]
[]
[]
[]
[]
[]
[]
[]
[]
[]
[]
[]
[]
[]
[]
[]
[]
[]
[]
[]
[]
[]
[]
[]
[]
[]
[]
[]
[]
[]
[]
[]
[]
[]
[]
[]
[]
[]
[]
[]
[]
[]
[]
[]
[]
[]
[]
[]
[]
[]
[]
[]
[]
[]
[]
[]
[]
[]
[]
[]
[]
[]
[]
[]
[]
[]
[]
[]
[]
[]
[]
[]
[]
[]
[]
[]
[]
[]
[]
[]
[]
[]
[]
[]
[]
[]
[]
[]
[]
[]
[]
[]
[]
[]
[]
[]
[]
[]
[]
[]
[]
[]
[]
[]
[]
[]
[]
[]
[]
[]
[]
[]
[]
[]
[]
[]
[]
[]
[]
[]
[]
[]
[]
[]
[]
[]
[]
[]
[]
[]
[]
[]
[]
[]
[]
[]
[]
[]
[]
[]
[]
[]
[]
[]
[]
[]
[]
[]
[]
[]
[]
[]
[]
[]
[]
[]
[]
[]
[]
[]
[]
[]
[]
[]
[]
[]
[]
[]
[]
[]
[]
[]
[]
[]
[]
[]
[]
[]
[]
[]
[]
[]
[]
[]
[]
[]
[]
[]
[]
[]
[]
[]
[]
[]
[]
[]
[]
[]
[]
[]
[]
[]
[]
[]
[]
[]
[]
[]
[]
[]
[]
[]
[]
[]
[]
[]
[]
[]
[]
[]
[]
[]
[]
[]
[]
[]
[]
[]
[]
[]
[]
[]
[]
[]
[]
[]
[]
[]
[]
[]
[]
[]
[]
[]
[]
[]
[]
[]
[]
[]
[]
[]
[]
[]
[]
[]
[]
[]
[]
[]
[]
[]
[]
[]
[]
[]
[]
[]
[]
[]
[]
[]
[]
[]
[]
[]
[]
[]
[]
[]
[]
[]
[]
[]
[]
[]
[]
[]
[]
[]
[]
[]
[]
[]
[]
[]
[]
[]
[]
[]
[]
[]
[]
[]
[]
[]
[]
[]
[]
[]
[]
[]
[]
[]
[]
[]
[]
[]
[]
[]
[]
[]
[]
[]
[]
[]
[]
[]
[]
[]
[]
[]
[]
[]
[]
[]
[]
[]
[]
[]
[]
[]
[]
[]
[]
[]
[]
[]
[]
[]
[]
[]
[]
[]
[]
[]
[]
[]
[]
[]
[]
[]
[]
[]
[]
[]
[]
[]
[]
[]
[]
[]
[]
[]
[]
[]
[]
[]
[]
[]
[]
[]
[]
[]
[]
[]
[]
[]
[]
[]
[]
[]
[]
[]
[]
[]
[]
[]
[]
[]
[]
[]
[]
[]
[]
[]
[]
[]
[]
[]
[]
[]
[]
[]
[]
[]
[]
[]
[]
[]
[]
[]
[]
[]
[]
[]
[]
[]
[]
[]
[]
[]
[]
[]
[]
[]
[]
[]
[]
[]
[]
[]
[]
[]
[]
[]
[]
[]
[]
[]
[]
[]
[]
[]
[]
[]
[]
[]
[]
[]
[]
[]
[]
[]
[]
[]
[]
[]
[]
[]
[]
[]
[]
[]
[]
[]
[]
[]
[]
[]
[]
[]
[]
[]
[]
[]
[]
[]
[]
[]
[]
[]
[]
[]
[]
[]
[]
[]
[]
[]
[]
[]
[]
[]
[]
[]
[]
[]
[]
[]
[]
[]
[]
[]
[]
[]
[]
[]
[]
[]
[]
[]
[]
[]
[]
[]
[]
[]
[]
[]
[]
[]
[]
[]
[]
[]
[]
[]
[]
[]
[]
[]
[]
[]
[]
[]
[]
[]
[]
[]
[]
[]
[]
[]
[]
[]
[]
[]
[]
[]
[]
[]
[]
[]
[]
[]
[]
[]
[]
[]
[]
[]
[]
[]
[]
[]
[]
[]
[]
[]
[]
[]
[]
[]
[]
[]
[]
[]
[]
[]
[]
[]
[]
[]
[]
[]
[]
[]
[]
[]
[]
[]
[]
[]
[]
[]
[]
[]
[]
[]
[]
[]
[]
[]
[]
[]
[]
[]
[]
[]
[]
[]
[]
[]
[0.99999999999999989]

{"sheet":"Loss Data","index":3,"n_rows":1051,"n_cols":3,"rows_kept":1051,"cut":false,"hidden":true,"merged":[]}
["Conduction",169.03240115518096,"Phase"]
["Switching",523.23200000000008,93.952557382338185]
["Quiescent",2.5,92.443100003180845]
["Inductor",536.37685458180863,91.853350306004316]
[4000,24.759653984672113,91.2862927344366]
[5000,22.935444957169263,90.604752631425228]
[6000,21.453592248384538,89.809038700519011]
[7000,20.201267794792102,88.929921570190317]
[8000,19.112869063324453,87.998690139743701]
[9000,18.147464373764286,87.039441296164227]
[10000,17.278004046307654,86.068697819212801]
[11000,16.485718341074968,85.097033162263315]
[12000,15.757030888384076,84.130850384955181]
[13000,15.081772400467237,83.173797070592101]
[14000,14.452100309578899,82.227766607758056]
[15000,13.861818272230089,81.293567675729108]
[16000,13.305931201366247,80.371357969909525]
[17000,12.780344220006931,79.460919636363414]
[18000,12.281652647299332,78.561831535953758]
[19000,11.806991442812391,77.673575370510179]
[20000,11.353924650215404,76.795599836210826]
[21000,10.920362482461215,75.927358333864817]
[22000,10.504497976936054,75.068330136701562]
[23000,10.10475781000839,74.218031301137316]
[24000,9.7197635567039686,73.376019300642412]
[25000,9.348300789760815,72.541893896898401]
[26000,8.9892941536609285,71.715295830937791]
[27000,8.6417870557026717,70.895904324748997]
[28000,8.3049249690348113,70.083434007266121]
[29000,7.9779415928617308,69.277631639267085]
[30000,7.6601472955013321,68.478272859808257]
[31000,7.3509193980680525,67.685159080839469]
[32000,7.0496939545649955,66.8981145964338]
[33000,6.7559587578038993,66.116983935805052]
[34000,6.4692473565330042,65.341629466640171]
[35000,6.1891339121211839,64.571929242027565]
[36000,5.9152287564661297,63.807775076897968]
[37000,5.6471745388570742,63.049070836281544]
[38000,5.3846428700716098,62.295730916352056]
[39000,5.127331388328459,61.547678899266948]
[40000,4.8749611847776606,60.804846363665121]
[41000,4.6272745367510613,60.067171833920185]
[42000,4.3840329055193621,59.334599852724075]
[43000,4.1450151622673284,58.607080163032812]
[44000,3.9100160116962708,57.884566986878191]
[45000,3.6788445873593814,57.167018389910673]
[46000,3.451323196728973,56.454395721791755]
[47000,3.2272861972183171,55.746663123686702]
[48000,3.006578987092237,55.043787095137795]
[49000,2.7890570974544109,54.34573611349915]
[50000,2.5745853734097235,53.652480299914735]
[51000,2.3630372341119106,52.963991126542652]
[52000,2.1542940027681698,52.280241160327122]
[53000,1.9482442988363269,51.601203839201162]
[54000,1.7447834856420767,50.926853277047051]
[55000,1.5438131674926645,50.257164094196241]
[56000,1.3452407310901773,49.592111270591829]
[57000,1.1489789266807879,48.931670019090404]
[58000,0.95494548491296793,48.275815676632149]
[59000,0.76306276585115174,47.624523611296787]
[60000,0.57325743699874798,46.977769143449848]
[61000,0.38546017753725237,46.335527479403162]
[62000,0.19960540630018297,45.69777365616963]
[63000,1.5631031271036828E-2,45.064482496058261]
[64000,-0.1665217813697657,44.435628569977297]
[65000,-0.34690882041434434,43.811186168437551]
[66000,-0.52558302659322198,43.191129279366166]
[67000,-0.70259467476033166,42.575431571907018]
[68000,-0.87799154257146705,41.964066385503173]
[69000,-1.0518190668083331,41.357006723601486]
[70000,-1.2241204883839834,40.754225251405018]
[71000,-1.3949369869690784,40.155694297153651]
[72000,-1.564307806086223,39.561385856464902]
[73000,-1.7322703694425801,38.971271599313418]
[74000,-1.8988603891986378,38.385322879284161]
[75000,-2.0641119668077037,37.803510744751563]
[76000,-2.2280576870042674,37.225805951695087]
[77000,-2.390728705468335,36.652178977870129]
[78000,-2.552154830644672,36.082600038105852]
[79000,-2.7123646001583133,35.517039100505237]
[80000,-2.8713853522266488,34.955465903361358]
[81000,-3.0292432924367918,34.397849972616356]
[82000,-3.1859635562252535,33.844160639711596]
[83000,-3.341570267370078,33.294367059694629]
[84000,-3.4960865927808236,32.748438229464327]
[85000,-3.6495347938454579,32.206343006046858]
[86000,-3.8019362745797625,31.668050124813153]
[87000,-3.9533116267972113,31.133528217552914]
[88000,-4.103680672507072,30.602745830337355]
[89000,-4.2530625037283816,30.075671441109396]
[90000,-4.4014755198963469,29.552273476944947]
[91000,-4.5489374630211685,29.032520330943218]
[92000,-4.6954654507501186,28.51638037870925]
[93000,-4.8410760074717638,28.003821994389909]
[94000,-4.9857850935901125,27.494813566242687]
[95000,-5.1296081330882011,26.989323511715163]
[96000,-5.2725600394923848,26.487320292014044]
[97000,-5.4146552403395978,25.98877242615611]
[98000,-5.5559077002436696,25.493648504484106]
[99000,-5.6963309426484159,25.001917201653754]
[100000,-5.8359380703526877,24.513547289072257]
[101000,-5.9747417848812407,24.028507646802886]
[102000,-6.1127544047760951,23.546767274926147]
[103000,-6.2499878828735529,23.068295304365769]
[104000,-6.3864538226297149,22.593061007186641]
[105000,-6.5221634935534754,22.121033806364093]
[106000,-6.6571278457997174,21.652183285040703]
[107000,-6.7913575239751722,21.186479195275904]
[108000,-6.9248628802036336,20.72389146629494]
[109000,-7.0576539864944383,20.264390212257744]
[110000,-7.1897406464572331,19.807945739548256]
[111000,-7.3211324063992125,19.354528553605984]
[112000,-7.4518385658442341,18.90410936530262]
[113000,-7.5818681875052905,18.45665909689107]
[114000,-7.7112301067439475,18.012148887520087]
[115000,-7.8399329405450144,17.570550098348928]
[116000,-7.9679850960357479,17.131834317260658]
[117000,-8.0953947785754963,16.695973363194287]
[118000,-8.2221699994397852,16.262939290108942]
[119000,-8.3483185831218627,15.832704390592953]
[120000,-8.4738481742758935,15.405241199127966]
[121000,-8.5987662443167707,14.980522495030403]
[122000,-8.7230800977019296,14.558521305073558]
[123000,-8.8467968779086679,14.139210905809549]
[124000,-8.9699235731252873,13.722564825600459]
[125000,-9.0924670216723165,13.308556846375605]
[126000,-9.2144339171677299,12.897161005122248]
[127000,-9.3358308134513184,12.488351595122962]
[128000,-9.4566641292800142,12.082103166956985]
[129000,-9.5769401528079694,11.678390529265348]
[130000,-9.696665045861554,11.277188749305855]
[131000,-9.8158448480221931,10.878473153294886]
[132000,-9.9344854805251614,10.482219326554034]
[133000,-10.052592749985575,10.08840311347126]
[134000,-10.170172351960506,9.697000617285104]
[135000,-10.287229874355319,9.307988199699551]
[136000,-10.403770800683018,8.9213424803443644]
[137000,-10.519800513183572,8.5370403360830025]
[138000,-10.635324295811412,8.1550589001822402]
[139000,-10.750347337096935,7.775375561347813]
[140000,-10.864874732888881,7.3979679626368977]
[141000,-10.978911488983931,7.0228140002540886]
[142000,-11.092462523648667,6.6498918222365768]
[143000,-11.205532670039736,6.2791798270382628]
[144000,-11.318126678527552,5.9106566620173702]
[145000,-11.430249218927099,5.5443012218372401]
[146000,-11.541904882642083,5.1800926467806221]
[147000,-11.653098184725936,4.8180103209910978]
[148000,-11.76383356586307,4.4580338706399862]
[149000,-11.874115394275702,4.1001431620293749]
[150000,-11.98394796755813,3.7443182996359514]
[151000,-12.093335514444137,3.3905396240953238]
[152000,-12.202282196508063,3.0387877101391236]
[153000,-12.310792109804868,2.6890433644858818]
[154000,-12.418869286451475,2.341287623686672]
[155000,-12.526517696150892,1.995501751936114]
[156000,-12.633741247663657,1.6516672388490909]
[157000,-12.740543790227534,1.3097657972068826]
[158000,-12.846929114929486,0.9697793606734354]
[159000,-12.952900956029502,0.63169008149591221]
[160000,-13.058462992241234,0.29548032817642667]
[161000,-13.163618847969216,-3.8867316865861389E-2]
[162000,-13.2683720945064,-0.37137005965331255]
[163000,-13.372726251192217,-0.70204489701516681]
[164000,-13.476684786533664,-1.0309086189648253]
[165000,-13.580251119290836,-1.3579778110813301]
[166000,-13.683428619528165,-1.6832688568967722]
[167000,-13.786220609634087,-2.0067979402866456]
[168000,-13.888630365308574,-2.3285810478580489]
[169000,-13.99066111652072,-2.6486339713374889]
[170000,-14.092316048438484,-2.9669723099551435]
[171000,-14.19359830233037,-3.2836114728241985]
[172000,-14.294510976441144,-3.5985666813115849]
[173000,-14.395057126841664,-3.9118529714030639]
[174000,-14.495239768255171,-4.2234851960564761]
[175000,-14.595061874859645,-4.533478027544616]
[176000,-14.694526381068417,-4.8418459597868564]
[177000,-14.793636182288513,-5.1486033106659317]
[178000,-14.892394135659064,-5.4537642243321232]
[179000,-14.990803060769256,-5.7573426734891644]
[180000,-15.088865740357091,-6.05935246166821]
[181000,-15.186584920990541,-6.359807225480993]
[182000,-15.283963313729751,-6.6587204368568802]
[183000,-15.38100359477318,-6.9561054052609315]
[184000,-15.477708406086352,-7.2519752798928589]
[185000,-15.574080356015834,-7.5463430518669039]
[186000,-15.670122019886755,-7.8392215563697096]
[187000,-15.765835940585893,-8.1306234747989379]
[188000,-15.861224629131264,-8.420561336880187]
[189000,-15.956290565226908,-8.7090475227623987]
[190000,-16.051036197804962,-8.9960942650904911]
[191000,-16.145463945553978,-9.2817136510558491]
[192000,-16.239576197436687,-9.565917624425575]
[193000,-16.333375313193567,-9.8487179875484081]
[194000,-16.426863623836311,-10.130126403334586]
[195000,-16.52004343212932,-10.410154397218106]
[196000,-16.612917013060766,-10.688813359090808]
[197000,-16.705486614302483,-10.966114545215243]
[198000,-16.797754456660151,-11.242069080113145]
[199000,-16.889722734513665,-11.516687958430929]
[200000,-16.981393616247274,-11.789982046781571]
[201000,-17.072769244671559,-12.061962085561921]
[202000,-17.163851737434548,-12.332638690747837]
[203000,-17.254643187426176,-12.602022355663131]
[204000,-17.345145663172843,-12.870123452728521]
[205000,-17.435361209224062,-13.13695223518407]
[206000,-17.52529184653136,-13.402518838788733]
[207000,-17.61493957281899,-13.66683328349896]
[208000,-17.704306362947445,-13.929905475119737]
[209000,-17.79339416926944,-14.191745206936874]
[210000,-17.8822049219783,-14.452362161323183]
[211000,-17.970740529450691,-14.711765911323512]
[212000,-18.059002878580792,-14.969965922216165]
[213000,-18.146993835109068,-15.226971553052149]
[214000,-18.234715243945313,-15.482792058173866]
[215000,-18.322168929482913,-15.737436588706574]
[216000,-18.40935669590926,-15.990914194033181]
[217000,-18.496280327510188,-16.243233823246115]
[218000,-18.582941588966928,-16.494404326574287]
[219000,-18.669342225649409,-16.744434456793478]
[220000,-18.755483963902396,-16.99333287061145]
[221000,-18.841368511327904,-17.241108130035627]
[222000,-18.92699755706052,-17.487768703716597]
[223000,-19.012372772039321,-17.733322968274461]
[224000,-19.097495809273902,-17.977779209601863]
[225000,-19.182368304105786,-18.221145624149688]
[226000,-19.266991874464946,-18.463430320191769]
[227000,-19.35136812112173,-18.704641319068941]
[228000,-19.435498627934635,-18.944786556416091]
[229000,-19.519384962092904,-19.18387388336857]
[230000,-19.603028674355791,-19.421911067749498]
[231000,-19.686431299286465,-19.65890579524115]
[232000,-19.769594355482944,-19.894865670533687]
[233000,-19.852519345803717,-20.129798218459335]
[234000,-19.935207757590781,-20.363710885107992]
[235000,-20.017661062887782,-20.596611038923967]
[236000,-20.099880718654699,-20.828505971786306]
[237000,-20.181868166979342,-21.059402900072765]
[238000,-20.263624835283718,-21.289308965703988]
[239000,-20.345152136529588,-21.518231237176465]
[240000,-20.42645146941701,-21.746176710572559]
[241000,-20.507524218582454,-21.973152310559058]
[242000,-20.588371754792153,-22.199164891368355]
[243000,-20.668995435132679,-22.424221237763891]
[244000,-20.749396603197869,-22.648328065989947]
[245000,-20.829576589273209,-22.871492024707099]
[246000,-20.909536710516832,-23.093719695911712]
[247000,-20.989278271137351,-23.315017595840889]
[248000,-21.068802562569108,-23.535392175864228]
[249000,-21.14811086364454,-23.754849823359407]
[250000,-21.227204440763273,-23.973396862574415]
[251000,-21.306084548058916,-24.191039555476369]
[252000,-21.384752427563004,-24.407784102586856]
[253000,-21.463209309365983,-24.623636643802687]
[254000,-21.541456411776437,-24.838603259205186]
[255000,-21.619494941476223,-25.052689969853702]
[256000,-21.69732609367513,-25.265902738571057]
[257000,-21.77495105226096,-25.478247470711029]
[258000,-21.85237098994897,-25.689730014917192]
[259000,-21.929587068427615,-25.900356163868594]
[260000,-22.006600438503181,-26.110131655012996]
[261000,-22.083412240240641,-26.31906217128935]
[262000,-22.16002360310377,-26.527153341836968]
[263000,-22.236435646092112,-26.734410742695669]
[264000,-22.312649477876299,-26.940839897493483]
[265000,-22.388666196930846,-27.146446278122898]
[266000,-22.46448689166478,-27.351235305406767]
[267000,-22.54011264055114,-27.555212349754591]
[268000,-22.615544512253077,-27.758382731806869]
[269000,-22.690783565749268,-27.960751723069635]
[270000,-22.765830850456879,-28.162324546540393]
[271000,-22.840687406351851,-28.36310637732096]
[272000,-22.915354264089316,-28.563102343223978]
[273000,-22.989832445119536,-28.762317525367518]
[274000,-23.064122961804618,-28.960756958761387]
[275000,-23.138226817531521,-29.158425632883809]
[276000,-23.21214500682435,-29.355328492249178]
[277000,-23.28587851545478,-29.551470436966959]
[278000,-23.359428320550396,-29.746856323290721]
[279000,-23.432795390701994,-29.941490964160646]
[280000,-23.505980686068888,-30.135379129735952]
[281000,-23.578985158482396,-30.328525547919174]
[282000,-23.651809751548253,-30.520934904872352]
[283000,-23.724455400747885,-30.712611845526233]
[284000,-23.796923033535982,-30.903560974079245]
[285000,-23.869213569440152,-31.093786854491391]
[286000,-23.941327920155665,-31.283294010968692]
[287000,-24.013266989640929,-31.47208692844027]
[288000,-24.085031674210427,-31.660170053028772]
[289000,-24.156622862627472,-31.847547792513915]
[290000,-24.228041436193863,-32.03422451678729]
[291000,-24.299288268839923,-32.22020455830112]
[292000,-24.370364227211937,-32.405492212510936]
[293000,-24.441270170759118,-32.590091738309312]
[294000,-24.512006951819124,-32.774007358456402]
[295000,-24.582575415701847,-32.957243259999949]
[296000,-24.652976400772488,-33.139803594691941]
[297000,-24.723210738533385,-33.321692479398166]
[298000,-24.793279253704416,-33.502913996499636]
[299000,-24.86318276430206,-33.683472194292122]
[300000,-24.932922081718267,-33.863371087375029]
[301000,-25.002498010796884,-34.042614657038136]
[302000,-25.071911349909477,-34.221206851639089]
[303000,-25.141162891031197,-34.399151586980459]
[304000,-25.210253419813316,-34.576452746674661]
[305000,-25.279183715656664,-34.753114182508199]
[306000,-25.347954551783019,-34.929139714799284]
[307000,-25.416566695305853,-35.104533132749403]
[308000,-25.485020907299969,-35.279298194790307]
[309000,-25.55331794287007,-35.453438628926556]
[310000,-25.621458551218183,-35.62695813307063]
[311000,-25.68944347571113,-35.799860375377733]
[312000,-25.757273453945007,-35.972148994569437]
[313000,-25.82494921781138,-36.143827600258554]
[314000,-25.892471493560187,-36.31489977326558]
[315000,-25.959841001863371,-36.485369065932808]
[316000,-26.027058457876603,-36.655239002432253]
[317000,-26.094124571300526,-36.82451307906846]
[318000,-26.161040046441151,-36.993194764580572]
[319000,-26.227805582270157,-37.161287500438043]
[320000,-26.294421872482168,-37.32879470112784]
[321000,-26.360889605554,-37.495719754447151]
[322000,-26.42720946480075,-37.662066021782927]
[323000,-26.493382128433115,-37.827836838392052]
[324000,-26.559408269611517,-37.993035513675949]
[325000,-26.625288556502444,-38.157665331453188]
[326000,-26.691023652331253,-38.321729550225896]
[327000,-26.756614215435821,-38.485231403443855]
[328000,-26.822060899319482,-38.648174099764759]
[329000,-26.887364352701777,-38.810560823311015]
[330000,-26.952525219570823,-38.972394733921661]
[331000,-27.017544139232619,-39.133678967403256]
[332000,-27.082421746361433,-39.294416635775129]
[333000,-27.147158671048871,-39.454610827513115]
[334000,-27.21175553885147,-39.614264607787469]
[335000,-27.276212970839428,-39.773381018700178]
[336000,-27.340531583642939,-39.931963079517665]
[337000,-27.40471198949896,-40.090013786900116]
[338000,-27.468754796297105,-40.247536115130366]
[339000,-27.532660607624379,-40.404533016334021]
[340000,-27.596430022810313,-40.561007420703071]
[341000,-27.660063636970825,-40.716962236712696]
[342000,-27.723562041051025,-40.872400351335656]
[343000,-27.786925821869129,-41.027324630256054]
[344000,-27.850155562157951,-41.181737918076593]
[345000,-27.91325184060668,-41.335643038525966]
[346000,-27.976215231902341,-41.489042794662851]
[347000,-28.03904630677004,-41.641939969076773]
[348000,-28.101745632013198,-41.794337324086591]
[349000,-28.164313770553406,-41.946237601937234]
[350000,-28.226751281468712,-42.097643524991092]
[351000,-28.289058720033118,-42.248557795922395]
[352000,-28.35123663775342,-42.398983097901208]
[353000,-28.413285582408104,-42.548922094783869]
[354000,-28.475206098082918,-42.698377431293835]
[355000,-28.53699872520858,-42.847351733204256]
[356000,-28.598664000596273,-42.995847607516772]
[357000,-28.660202457473591,-43.14386764263817]
[358000,-28.721614625519432,-43.291414408555568]
[359000,-28.782901030898497,-43.438490457007966]
[360000,-28.844062196296257,-43.585098321657526]
[361000,-28.905098640952012,-43.731240518256037]
[362000,-28.96601088069286,-43.87691954481356]
[363000,-29.026799427966168,-44.02213788176023]
[364000,-29.087464791872449,-44.166897992108638]
[365000,-29.148007478197574,-44.311202321614957]
[366000,-29.208427989444136,-44.455053298935951]
[367000,-29.268726824862998,-44.598453335785621]
[368000,-29.328904480483974,-44.741404827087507]
[369000,-29.388961449146954,-44.883910151131495]
[370000,-29.448898220531397,-45.025971669718992]
[371000,-29.508715281186465,-45.167591728316516]
[372000,-29.568413114560435,-45.308772656198364]
[373000,-29.627992201029507,-45.449516766595018]
[374000,-29.687453017926796,-45.589826356835523]
[375000,-29.746796039570349,-45.729703708487683]
[376000,-29.806021737291463,-45.869151087501407]
[377000,-29.865130579461741,-46.008170744343602]
[378000,-29.924123031521439,-46.14676491413833]
[379000,-29.982999556005069,-46.284935816798985]
[380000,-30.041760612569064,-46.422685657164621]
[381000,-30.100406658017626,-46.56001662512967]
[382000,-30.158938146328715,-46.696930895776227]
[383000,-30.217355528680013,-46.833430629502672]
[384000,-30.27565925347378,-46.969517972150769]
[385000,-30.333849766362356,-47.105195055132512]
[386000,-30.391927510272744,-47.240463995553938]
[387000,-30.449892925430859,-47.375326896339182]
[388000,-30.507746449385973,-47.509785846352109]
[389000,-30.565488517034353,-47.643842920516562]
[390000,-30.623119560643168,-47.777500179935579]
[391000,-30.68064000987345,-47.910759672010805]
[392000,-30.738050291802924,-48.043623430554945]
[393000,-30.795350830949559,-48.176093475911777]
[394000,-30.852542049293174,-48.308171815066807]
[395000,-30.909624366298019,-48.439860441760977]
[396000,-30.966598198934889,-48.571161336602714]
[397000,-31.023463961702458,-48.70207646717656]
[398000,-31.080222066649146,-48.832607788153496]
[399000,-31.136872923393653,-48.962757241398911]
[400000,-31.193416939146623,-49.09252675607776]
[401000,-31.249854518731031,-49.221918248761476]
[402000,-31.306186064602393,-49.350933623531596]
[403000,-31.36241197686924,-49.479574772082934]
[404000,-31.418532653313406,-49.607843573826379]
[405000,-31.474548489408956,-49.735741895989278]
[406000,-31.530459878342644,-49.863271593715176]
[407000,-31.586267211032467,-49.990434510163404]
[408000,-31.641970876147298,-50.117232476606652]
[409000,-31.697571260125432,-50.243667312526775]
[410000,-31.753068747193151,-50.369740825713393]
[411000,-31.808463719383695,-50.495454812354531]
[412000,-31.863756556554836,-50.62081105713407]
[413000,-31.918947636407339,-50.745811333322372]
[414000,-31.974037334502551,-50.870457402869199]
[415000,-32.029026024280363,-50.994751016494369]
[416000,-32.083914077076109,-51.118693913778031]
[417000,-32.138701862138205,-51.242287823247899]
[418000,-32.193389746645032,-51.365534462469931]
[419000,-32.247978095721891,-51.488435538133956]
[420000,-32.302467272457612,-51.610992746140575]
[421000,-32.356857637920868,-51.733207771687049]
[422000,-32.411149551176848,-51.855082289349859]
[423000,-32.46534336930285,-51.976617963171186]
[424000,-32.51943944740475,-52.097816446740055]
[425000,-32.573438138632518,-52.218679383275294]
[426000,-32.627339794195905,-52.339208405705556]
[427000,-32.681144763379436,-52.459405136750995]
[428000,-32.734853393558438,-52.579271189002824]
[429000,-32.788466030213804,-52.698808165001594]
[430000,-32.841983016946315,-52.818017657315067]
[431000,-32.895404695492452,-52.936901248615733]
[432000,-32.948731405738144,-53.055460511758518]
[433000,-33.001963485733874,-53.173697009854855]
[434000,-33.055101271708374,-53.291612296349157]
[435000,-33.108145098083547,-53.409207915090995]
[436000,-33.161095297487655,-53.526485400412128]
[437000,-33.213952200769413,-53.643446277196112]
[438000,-33.266716137012033,-53.760092060952367]
[439000,-33.319387433546595,-53.876424257886548]
[440000,-33.371966415965126,-53.992444364971981]
[441000,-33.424453408134447,-54.108153870020857]
[442000,-33.476848732208929,-54.22355425175104]
[443000,-33.529152708643466,-54.338646979856904]
[444000,-33.581365656206778,-54.453433515077514]
[445000,-33.633487891993255,-54.567915309262638]
[446000,-33.685519731436891,-54.682093805441333]
[447000,-33.737461488322523,-54.795970437886872]
[448000,-33.789313474798625,-54.909546632183385]
[449000,-33.841076001389808,-55.022823805289882]
[450000,-33.892749377008514,-55.135803365605504]
[451000,-33.944333908967003,-55.248486713032456]
[452000,-33.995829902989485,-55.360875239040517]
[453000,-34.047237663223704,-55.472970326728266]
[454000,-34.098557492252219,-55.58477335088547]
[455000,-34.149789691104672,-55.696285678055894]
[456000,-34.200934559268241,-55.807508666595503]
[457000,-34.251992394699741,-55.918443666736565]
[458000,-34.302963493836003,-56.029092020643105]
[459000,-34.353848151605277,-56.139455062474092]
[460000,-34.404646661438548,-56.249534118439065]
[461000,-34.455359315279722,-56.359330506859436]
[462000,-34.505986403596559,-56.46884553822288]
[463000,-34.556528215391261,-56.578080515242348]
[464000,-34.606985038211,-56.687036732912397]
[465000,-34.657357158158774,-56.795715478566521]
[466000,-34.7076448599027,-56.904118031930487]
[467000,-34.757848426686898,-57.012245665177424]
[468000,-34.807968140341657,-57.120099642985515]
[469000,-34.858004281293091,-57.227681222589503]
[470000,-34.907957128573045,-57.334991653834322]
[471000,-34.957826959829376,-57.44203217923004]
[472000,-35.007614051334933,-57.548804034003041]
[473000,-35.057318677998047,-57.655308446149107]
[474000,-35.106941113370937,-57.761546636484333]
[475000,-35.156481629660156,-57.867519818697176]
[476000,-35.205940497736037,-57.973229199400663]
[477000,-35.255317987140444,-58.078675978179334]
[478000,-35.304614366097674,-58.183861347642555]
[479000,-35.353829901522609,-58.288786493473204]
[480000,-35.402964859030149,-58.393452594475214]
[481000,-35.452019502943635,-58.497860822625157]
[482000,-35.500994096304034,-58.602012343118091]
[483000,-35.549888900878742,-58.705908314417378]
[484000,-35.598704177169736,-58.809549888299955]
[485000,-35.647440184423111,-58.91293820990564]
[486000,-35.696097180636471,-59.016074417782924]
[487000,-35.744675422568186,-59.118959643934275]
[488000,-35.793175165745275,-59.221595013863649]
[489000,-35.841596664471837,-59.323981646620659]
[490000,-35.889940171837424,-59.426120654848653]
[491000,-35.938205939724746,-59.528013144824278]
[492000,-35.986394218818184,-59.629660216505613]
[493000,-36.03450525861134,-59.731062963575702]
[494000,-36.082539307415267,-59.832222473486077]
[495000,-36.130496612365889,-59.933139827498636]
[496000,-36.178377419432351,-60.033816100730299]
[497000,-36.226181973424161,-60.134252362194836]
[498000,-36.273910517999241,-60.234449674844122]
[499000,-36.321563295670842,-60.33440909561223]
[500000,-36.369140547816045,-60.434131675455042]
[501000,-36.416642514681961,-60.533618459390844]
[502000,-36.464069435394229,-60.632870486544498]
[503000,-36.51142154796333,-60.731888790183497]
[504000,-36.558699089292674,-60.830674397762117]
[505000,-36.605902295185018,-60.929228330958068]
[506000,-36.653031400349683,-61.027551605713199]
[507000,-36.700086638410411,-61.125645232273548]
[508000,-36.747068241911187,-61.223510215226668]
[509000,-36.793976442323739,-61.321147553542218]
[510000,-36.840811470054447,-61.418558240606984]
[511000,-36.887573554450896,-61.515743264265524]
[512000,-36.934262923808696,-61.612703606856826]
[513000,-36.98087980537818,-61.709440245252182]
[514000,-37.027424425371002,-61.805954150890621]
[515000,-37.073897008966775,-61.902246289817406]
[516000,-37.120297780319412,-61.998317622719995]
[517000,-37.166626962563498,-62.094169104962582]
[518000,-37.212884777821131,-62.189801686623767]
[519000,-37.259071447207731,-62.285216312531574]
[520000,-37.305187190838801,-62.380413922300136]
[521000,-37.351232227835624,-62.475395450359422]
[522000,-37.397206776331927,-62.570161825997722]
[523000,-37.443111053479747,-62.664713973389645]
[524000,-37.488945275455585,-62.759052811633403]
[525000,-37.534709657466436,-62.853179254783477]
[526000,-37.580404413755709,-62.947094211886096]
[527000,-37.626029757609132,-63.040798587009085]
[528000,-37.671585901360956,-63.134293279278495]
[529000,-37.717073056398874,-63.227579182909544]
[530000,-37.762491433171249,-63.320657187240457]
[531000,-37.807841241191312,-63.413528176761645]
[532000,-37.853122689044049,-63.506193031153558]
[533000,-37.898335984391011,-63.598652625311857]
[534000,-37.943481333976415,-63.690907829384109]
[535000,-37.988558943632626,-63.782959508798413]
[536000,-38.0335690182851,-63.874808524294956]
[537000,-38.078511761958794,-63.966455731958632]
[538000,-38.123387377782706,-64.057901983245387]
[539000,-38.168196067995815,-64.149148125017788]
[540000,-38.212938033952064,-64.240194999571941]
[541000,-38.257613476125798,-64.331043444668367]
[542000,-38.302222594116991,-64.421694293560748]
[543000,-38.346765586656332,-64.512148375026811]
[544000,-38.391242651610625,-64.602406513396403]
[545000,-38.435653985987678,-64.692469528581285]
[546000,-38.479999785941459,-64.782338236102675]
[547000,-38.524280246776939,-64.872013447122129]
[548000,-38.56849556295559,-64.961495968467332]
[549000,-38.612645928099866,-65.050786602661375]
[550000,-38.656731534998016,-65.139886147951373]
[551000,-38.700752575609734,-65.228795398333602]
[552000,-38.744709241069913,-65.31751514358514]
[553000,-38.788601721694491,-65.406046169287265]
[554000,-38.832430206984412,-65.494389256854163]
[555000,-38.876194885630809,-65.58254518356037]
[556000,-38.919895945519471,-65.670514722566011]
[557000,-38.963533573735639,-65.758298642944894]
[558000,-39.00710795656876,-65.845897709708538]
[559000,-39.050619279516383,-65.933312683835425]
[560000,-39.09406772728974,-66.020544322293929]
[561000,-39.137453483817289,-66.107593378068586]
[562000,-39.180776732249868,-66.194460600188279]
[563000,-39.224037654964967,-66.28114673374796]
[564000,-39.267236433570652,-66.367652519935007]
[565000,-39.310373248910921,-66.453978696055543]
[566000,-39.353448281068879,-66.540125995556309]
[567000,-39.39646170937224,-66.626095148053793]
[568000,-39.439413712396487,-66.711886879353131]
[569000,-39.482304467970117,-66.797501911476886]
[570000,-39.525134153177916,-66.882940962684899]
[571000,-39.567902944365912,-66.968204747503705]
[572000,-39.610611017145217,-67.053293976743575]
[573000,-39.65325854639589,-67.138209357527828]
[574000,-39.695845706271719,-67.222951593312857]
[575000,-39.73837267020356,-67.307521383911578]
[576000,-39.780839610903442,-67.391919425518154]
[577000,-39.823246700369253,-67.476146410729129]
[578000,-39.865594109888065,-67.560203028565766]
[579000,-39.907882010040069,-67.644089964499315]
[580000,-39.950110570703032,-67.727807900470452]
[581000,-39.992279961055367,-67.811357514912189]
[582000,-40.034390349580669,-67.894739482771087]
[583000,-40.076441904071523,-67.977954475533068]
[584000,-40.118434791632673,-68.061003161240009]
[585000,-40.160369178685443,-68.143886204513194]
[586000,-40.202245230971307,-68.226604266576871]
[587000,-40.244063113555384,-68.309158005275947]
[588000,-40.285822990830475,-68.391548075099564]
[589000,-40.327525026520192,-68.4737751271999]
[590000,-40.369169383683598,-68.555839809415787]
[591000,-40.410756224717559,-68.637742766290913]
[592000,-40.452285711361199,-68.719484639095697]
[593000,-40.49375800469916,-68.801066065846172]
[594000,-40.535173265165184,-68.882487681325657]
[595000,-40.576531652545725,-68.963750117103274]
[596000,-40.61783332598327,-69.044854001556757]
[597000,-40.659078443979652,-69.125799959888425]
[598000,-40.70026716440006,-69.206588614146568]
[599000,-40.741399644475848,-69.287220583246508]
[600000,-40.782476040808284,-69.367696482987199]
[601000,-40.823496509371743,-69.44801692607254]
[602000,-40.864461205517095,-69.528182522127921]
[603000,-40.905370283974996,-69.608193877721391]
[604000,-40.946223898859344,-69.688051596383772]
[605000,-40.987022203670293,-69.767756278622983]
[606000,-41.027765351297646,-69.847308521945166]
[607000,-41.068453494024212,-69.926708920874859]
[608000,-41.109086783528603,-70.005958066969754]
[609000,-41.149665370888997,-70.085056548840299]
[610000,-41.19018940658566,-70.164004952168526]
[611000,-41.230659040504761,-70.242803859725285]
[612000,-41.271074421940881,-70.321453851387972]
[613000,-41.311435699600274,-70.399955504157745]
[614000,-41.351743021604371,-70.478309392178446]
[615000,-41.391996535492396,-70.556516086751998]
[616000,-41.432196388224227,-70.634576156357937]
[617000,-41.47234272618401,-70.712490166668388]
[618000,-41.512435695182646,-70.790258680566794]
[619000,-41.552475440461137,-70.867882258164073]
[620000,-41.592462106692878,-70.945361456815846]
[621000,-41.632395837987737,-71.022696831137765]
[622000,-41.672276777893615,-71.099888933024602]
[623000,-41.712105069400693,-71.176938311664387]
[624000,-41.751880854943046,-71.253845513555717]
[625000,-41.791604276402325,-71.330611082524953]
[626000,-41.831275475110274,-71.407235559739902]
[627000,-41.870894591851766,-71.483719483727569]
[628000,-41.910461766867314,-71.56006339039088]
[629000,-41.94997713985596,-71.636267813022329]
[630000,-41.989440849978195,-71.712333282321197]
[631000,-42.028853035858511,-71.788260326407908]
[632000,-42.068213835588296,-71.864049470841749]
[633000,-42.107523386728268,-71.939701238632921]
[634000,-42.146781826311411,-72.015216150261409]
[635000,-42.185989290845491,-72.090594723689136]
[636000,-42.225145916316151,-72.165837474376403]
[637000,-42.264251838188606,-72.24094491529749]
[638000,-42.30330719141142,-72.315917556954346]
[639000,-42.342312110417993,-72.39075590739094]
[640000,-42.381266729130196,-72.465460472210452]
[641000,-42.420171180960168,-72.540031754586124]
[642000,-42.45902559881322,-72.614470255279642]
[643000,-42.497830115090089,-72.688776472651426]
[644000,-42.536584861690024,-72.762950902679492]
[645000,-42.575289970012719,-72.836994038968726]
[646000,-42.613945570960816,-72.910906372769688]
[647000,-42.652551794942994,-72.984688392989]
[648000,-42.69110877187569,-73.058340586203599]
[649000,-42.729616631185976,-73.131863436677449]
[650000,-42.768075501813769,-73.205257426372881]
[651000,-42.806485512214529,-73.278523034963854]
[652000,-42.844846790361224,-73.351660739850274]
[653000,-42.883159463747099,-73.424671016171146]
[654000,-42.921423659387756,-73.497554336820045]
[655000,-42.959639503823766,-73.570311172453714]
[656000,-42.997807123122904,-73.642941991511009]
[657000,-43.03592664288221,-73.715447260219136]
[658000,-43.073998188230775,-73.787827442614315]
[659000,-43.112021883831623,-73.860083000548101]
[660000,-43.14999785388423,-73.932214393704527]
[661000,-43.187926222126663,-74.004222079610415]
[662000,-43.225807111838002,-74.076106513649236]
[663000,-43.263640645840084,-74.147868149073545]
[664000,-43.301426946500428,-74.219507437015992]
[665000,-43.33916613573399,-74.291024826504184]
[666000,-43.376858335005721,-74.362420764472105]
[667000,-43.414503665331807,-74.433695695770524]
[668000,-43.452102247283236,-74.504850063182346]
[669000,-43.489654200986791,-74.575884307430712]
[670000,-43.52715964612787,-74.646798867196196]
[671000,-43.564618701952284,-74.717594179123623]
[672000,-43.602031487268597,-74.788270677837005]
[673000,-43.639398120449719,-74.858828795949833]
[674000,-43.67671871943584,-74.929268964078872]
[675000,-43.713993401735742,-74.99959161085269]
[676000,-43.751222284429296,-75.069797162925454]
[677000,-43.788405484169282,-75.139886044986639]
[678000,-43.825543117183599,-75.209858679776019]
[679000,-43.86263529927713,-75.279715488089792]
[680000,-43.899682145833864,-75.349456888795075]
[681000,-43.936683771819006,-75.419083298842438]
[682000,-43.973640291780569,-75.488595133272739]
[683000,-44.010551819851749,-75.557992805230967]
[684000,-44.047418469752827,-75.627276725977623]
[685000,-44.084240354793103,-75.696447304898513]
[686000,-44.121017587872359,-75.765504949514437]
[687000,-44.157750281483843,-75.834450065494991]
[688000,-44.194438547715038,-75.903283056665984]
[689000,-44.23108249825026,-75.972004325022056]
[690000,-44.267682244372743,-76.040614270737549]
[691000,-44.304237896965674,-76.109113292175124]
[692000,-44.340749566514745,-76.177501785897221]
[693000,-44.377217363109821,-76.245780146676907]
[694000,-44.413641396446977,-76.31394876750764]
[695000,-44.450021775829768,-76.382008039611904]
[696000,-44.486358610171983,-76.44995835245544]
[697000,-44.522652007998516,-76.517800093753081]
[698000,-44.558902077447854,-76.585533649480695]
[699000,-44.595108926273468,-76.653159403884999]
[700000,-44.631272661845813,-76.720677739493212]
[701000,-44.667393391153979,-76.788089037123484]
[702000,-44.703471220807742,-76.855393675893382]
[703000,-44.739506257038997,-76.922592033231965]
[704000,-44.775498605703355,-76.98968448488553]
[705000,-44.811448372282491,-77.056671404931365]
[706000,-44.847355661885445,-77.123553165784571]
[707000,-44.8832205792501,-77.190330138209006]
[708000,-44.919043228745835,-77.257002691325297]
[709000,-44.954823714373916,-77.323571192621117]
[710000,-44.990562139770233,-77.390036007960944]
[711000,-45.026258608206497,-77.456397501594111]
[712000,-45.061913222591976,-77.522656036164506]
[713000,-45.097526085475337,-77.588811972718631]
[714000,-45.133097299045922,-77.654865670718181]
[715000,-45.168626965135786,-77.720817488044602]
[716000,-45.204115185221028,-77.786667781010067]
[717000,-45.239562060423644,-77.852416904366507]
[718000,-45.274967691512906,-77.918065211314939]
[719000,-45.310332178907238,-77.983613053512201]
[720000,-45.345655622675409,-78.049060781081934]
[721000,-45.380938122538772,-78.114408742621947]
[722000,-45.41617977787196,-78.179657285212343]
[723000,-45.451380687705182,-78.244806754426861]
[724000,-45.486540950725598,-78.309857494338118]
[725000,-45.521660665278617,-78.374809847526194]
[726000,-45.556739929369776,-78.439664155090597]
[727000,-45.59177884066581,-78.504420756654369]
[728000,-45.626777496496899,-78.569079990375485]
[729000,-45.66173599385732,-78.633642192952593]
[730000,-45.696654429407829,-78.698107699635884]
[731000,-45.731532899476292,-78.762476844231742]
[732000,-45.766371500059989,-78.826749959114693]
[733000,-45.801170326826359,-78.890927375233176]
[734000,-45.83592947511513,-78.95500942211757]
[735000,-45.87064903993911,-79.018996427889334]
[736000,-45.905329115986504,-79.082888719267345]
[737000,-45.939969797621394,-79.146686621577061]
[738000,-45.974571178886016,-79.210390458757317]
[739000,-46.009133353501454,-79.274000553369049]
[740000,-46.043656414869751,-79.337517226602685]
[741000,-46.07814045607487,-79.400940798284935]
[742000,-46.112585569884303,-79.464271586887534]
[743000,-46.146991848750375,-79.527509909535198]
[744000,-46.181359384811778,-79.59065608201071]
[745000,-46.215688269894486,-79.653710418764788]
[746000,-46.249978595514172,-79.716673232922886]
[747000,-46.284230452876294,-79.779544836293198]
[748000,-46.318443932878274,-79.842325539371316]
[749000,-46.352619126110881,-79.905015651351604]
[750000,-46.386756122858912,-79.967615480130135]
[751000,-46.42085501310342,-80.030125332316658]
[752000,-46.45491588652235,-80.092545513236402]
[753000,-46.488938832492053,-80.154876326942002]
[754000,-46.522923940088987,-80.217118076217602]
[755000,-46.5568712980904,-80.279271062587966]
[756000,-46.590780994976058,-80.341335586323098]
[757000,-46.62465311892943,-80.403311946446209]
[758000,-46.658487757839083,-80.465200440742947]
[759000,-46.692284999299638,-80.527001365764264]
[760000,-46.72604493061344,-80.588715016834925]
[761000,-46.759767638791772,-80.650341688062767]
[762000,-46.793453210555626,-80.711881672341534]
[763000,-46.827101732337873,-80.773335261359449]
[764000,-46.860713290283591,-80.83470274560554]
[765000,-46.894287970251689,-80.895984414377651]
[766000,-46.927825857816586,-80.957180555787048]
[767000,-46.96132703826845,-81.018291456765823]
[768000,-46.994791596615421,-81.079317403072693]
[769000,-47.028219617584099,-81.140258679300928]
[770000,-47.06161118562143,-81.201115568885299]
[771000,-47.094966384895052,-81.261888354103789]
[772000,-47.128285299295278,-81.322577316090729]
[773000,-47.161568012436064,-81.383182734838016]
[774000,-47.194814607655751,-81.443704889203616]
[775000,-47.228025168018917,-81.5041440569168]
[776000,-47.261199776317113,-81.564500514585532]
[777000,-47.294338515070422,-81.624774537701683]
[778000,-47.327441466527858,-81.684966400647866]
[779000,-47.360508712669457,-81.745076376702599]
[780000,-47.393540335206765,-81.805104738047191]
[781000,-47.426536415584167,-81.865051755772029]
[782000,-47.459497034980416,-81.924917699881206]
[783000,-47.492422274308915,-81.984702839299317]
[784000,-47.525312214219866,-82.044407441879571]
[785000,-47.558166935100488,-82.104031774404277]
[786000,-47.590986517076423,-82.163576102596934]
[787000,-47.623771040013317,-82.223040691123373]
[788000,-47.656520583517114,-82.282425803599764]
[789000,-47.689235226935963,-82.341731702597158]
[790000,-47.72191504936076,-82.400958649650207]
[791000,-47.754560129626356,-82.460106905258158]
[792000,-47.787170546312474,-82.519176728894692]
[793000,-47.819746377745417,-82.578168379010776]
[794000,-47.852287701998399,-82.637082113041487]
[795000,-47.88479459689303,-82.69591818741236]
[796000,-47.917267140000028,-82.754676857542265]
[797000,-47.94970540864081,-82.813358377853092]
[798000,-47.982109479888152,-82.871963001770382]
[799000,-48.014479430567121,-82.930490981732504]
[800000,-48.046815337256362,-82.988942569193966]
[801000,-48.079117276289331,-83.047318014633035]
[802000,-48.111385323754511,-83.105617567553338]
[803000,-48.1436195554977,-83.16384147649309]
[804000,-48.175820047121604,-83.221989989028486]
[805000,-48.207986873987842,-83.280063351778921]
[806000,-48.24012011121777,-83.338061810412057]
[807000,-48.272219833693185,-83.395985609651362]
[808000,-48.304286116057575,-83.453834993276615]
[809000,-48.336319032717014,-83.511610204134257]
[810000,-48.368318657841193,-83.569311484139135]
[811000,-48.400285065364287,-83.626939074280116]
[812000,-48.432218328986174,-83.684493214626528]
[813000,-48.464118522173038,-83.741974144330982]
[814000,-48.495985718158664,-83.799382101636752]
[815000,-48.527819989945378,-83.856717323881284]
[816000,-48.559621410304949,-83.9139800475008]
[817000,-48.591390051778937,-83.971170508037659]
[818000,-48.623125986681003,-84.028288940140982]
[819000,-48.654829287096391,-84.085335577575293]
[820000,-48.686500024884047,-84.142310653225564]
[821000,-48.718138271676558,-84.199214399097301]
[822000,-48.749744098881898,-84.256047046326842]
[823000,-48.781317577683794,-84.31280882518422]
[824000,-48.812858779042983,-84.369499965075406]
[825000,-48.844367773697918,-84.42612069455042]
[826000,-48.875844632165681,-84.482671241306704]
[827000,-48.907289424743126,-84.539151832193696]
[828000,-48.938702221507597,-84.595562693217474]
[829000,-48.970083092317658,-84.651904049544726]
[830000,-49.001432106814562,-84.70817612550907]
[831000,-49.032749334422135,-84.764379144614452]
[832000,-49.064034844348903,-84.820513329539182]
[833000,-49.095288705587841,-84.876578902141119]
[834000,-49.126510986918284,-84.932576083462834]
[835000,-49.157701756905468,-84.988505093733792]
[836000,-49.18886108390322,-85.044366152378515]
[837000,-49.219989036052674,-85.100159478015911]
[838000,-49.251085681285183,-85.155885288469648]
[839000,-49.282151087321672,-85.211543800766393]
[840000,-49.313185321674304,-85.267135231144437]
[841000,-49.344188451646893,-85.322659795058243]
[842000,-49.375160544336048,-85.378117707178504]
[843000,-49.406101666632011,-85.433509181400069]
[844000,-49.437011885218908,-85.488834430846069]
[845000,-49.467891266576494,-85.544093667870712]
[846000,-49.498739876980295,-85.599287104063308]
[847000,-49.529557782502842,-85.654414950254534]
[848000,-49.560345049013812,-85.709477416517672]
[849000,-49.59110174218209,-85.764474712175968]
[850000,-49.621827927475088,-85.819407045803814]
[851000,-49.65252367016074,-85.87427462523307]
[852000,-49.68318903530762,-85.929077657555311]
[853000,-49.713824087785945,-85.983816349127025]
[854000,-49.744428892268722,-86.03849090557415]
[855000,-49.77500351323183,-86.093101531793295]
[856000,-49.805548014955043,-86.147648431959681]
[857000,-49.836062461523568,-86.202131809528893]
[858000,-49.866546916827659,-86.256551867239764]
[859000,-49.89700144456414,-86.31090880712064]
[860000,-49.927426108236972,-86.365202830491725]
[861000,-49.957820971157886,-86.419434137969574]
[862000,-49.988186096447606,-86.473602929471795]
[863000,-50.01852154703591,-86.527709404218086]
[864000,-50.048827385662989,-86.581753760737186]
[865000,-50.079103674879946,-86.635736196869132]
[866000,-50.109350477049631,-86.689656909769269]
[867000,-50.139567854347142,-86.743516095911701]
[868000,-50.169755868760966,-86.797313951093869]
[869000,-50.199914582093456,-86.851050670440003]
[870000,-50.23004405596155,-86.904726448403352]
[871000,-50.260144351797571,-86.958341478772027]
[872000,-50.29021553085019,-87.011895954671743]
[873000,-50.320257654184701,-87.065390068569911]
[874000,-50.350270782683886,-87.118824012277926]
[875000,-50.380254977049141,-87.172197976956255]
[876000,-50.41021029780066,-87.225512153116227]
[877000,-50.440136805278513,-87.278766730627495]
[878000,-50.470034559642734,-87.331961898715647]
[879000,-50.499903620875166,-87.385097845971458]
[880000,-50.52974404877898,-87.438174760351444]
[881000,-50.559555902980193,-87.491192829181884]
[882000,-50.589339242927721,-87.54415223916105]
[883000,-50.619094127894869,-87.59705317636616]
[884000,-50.648820616979151,-87.649895826252774]
[885000,-50.678518769103675,-87.702680373660499]
[886000,-50.708188643016982,-87.755407002817066]
[887000,-50.737830297295318,-87.808075897339947]
[888000,-50.767443790341162,-87.860687240238761]
[889000,-50.797029180385778,-87.913241213923769]
[890000,-50.82658652548875,-87.965738000203103]
[891000,-50.85611588353914,-88.018177780289534]
[892000,-50.88561731225596,-88.070560734802868]
[893000,-50.915090869189086,-88.122887043773304]
[894000,-50.944536611719514,-88.175156886646079]
[895000,-50.97395459706042,-88.227370442281995]
[896000,-51.003344882257409,-88.279527888962022]
[897000,-51.032707524189846,-88.331629404392487]
[898000,-51.062042579570416,-88.383675165703821]
[899000,-51.091350104946962,-88.435665349458731]
[900000,-51.120630156702227,-88.487600131652073]
[901000,-51.149882791054949,-88.539479687714376]
[902000,-51.179108064060408,-88.591304192518066]
[903000,-51.208306031610967,-88.643073820375236]
[904000,-51.237476749436873,-88.694788745045102]
[905000,-51.266620273106639,-88.746449139736228]
[906000,-51.295736658027806,-88.79805517710831]
[907000,-51.324825959447764,-88.849607029276143]
[908000,-51.353888232453961,-88.901104867813075]
[909000,-51.382923531974654,-88.952548863754487]
[910000,-51.41193191277992,-89.00393918759768]
[911000,-51.440913429481924,-89.055276009308898]
[912000,-51.469868136535013,-89.106559498324913]
[913000,-51.498796088237327,-89.157789823553713]
[914000,-51.527697338731102,-89.208967153382986]
[915000,-51.556571942002648,-89.260091655676206]
[916000,-51.585419951883566,-89.311163497780583]
[917000,-51.614241422051244,-89.362182846528825]
[918000,-51.643036406029253,-89.413149868240822]
[919000,-51.671804957188215,-89.464064728728303]
[920000,-51.700547128746159,-89.514927593295297]
[921000,-51.729262973769224,-89.565738626745102]
[922000,-51.757952545172003,-89.616497993378516]
[923000,-51.786615895718604,-89.667205856999587]
[924000,-51.815253078022756,-89.717862380917907]
[925000,-51.843864144548633,-89.768467727951474]
[926000,-51.872449147611412,-89.819022060428381]
[927000,-51.901008139377623,-89.869525540191447]
[928000,-51.929541171866084,-89.919978328599356]
[929000,-51.958048296948093,-89.970380586531206]
[930000,-51.986529566348338,-90.020732474388225]
[931000,-52.014985031645082,-90.071034152094981]
[932000,-52.043414744271182,-90.121285779105634]
[933000,-52.071818755514052,-90.171487514404504]
[934000,-52.100197116516824,-90.221639516507821]
[935000,-52.12854987827847,-90.271741943469436]
[936000,-52.156877091654472,-90.321794952880225]
[937000,-52.18517880735768,-90.371798701873871]
[938000,-52.213455075958066,-90.42175334712627]
[939000,-52.241705947884071,-90.471659044861795]
[940000,-52.26993147342295,-90.521515950852773]
[941000,-52.298131702720951,-90.571324220424074]
[942000,-52.326306685784232,-90.621084008455909]
[943000,-52.3544564724792,-90.670795469383336]
[944000,-52.382581112533202,-90.720458757203062]
[945000,-52.410680655534549,-90.770074025474685]
[946000,-52.438755150934057,-90.819641427320576]
[947000,-52.466804648044381,-90.86916111543286]
[948000,-52.494829196041465,-90.918633242073327]
[949000,-52.52282884396454,-90.968057959074685]
[950000,-52.550803640716907,-91.017435417847892]
[951000,-52.578753635065922,-91.066765769378762]
[952000,-52.606678875644739,-91.116049164235463]
[953000,-52.634579410951133,-91.165285752567897]
[954000,-52.662455289349424,-91.214475684111704]
[955000,-52.690306559070208,-91.263619108189999]
[956000,-52.718133268211417,-91.312716173716794]
[957000,-52.745935464737755,-91.361767029197594]
[958000,-52.773713196482881,-91.410771822735128]
[959000,-52.801466511148092,-91.459730702027599]
[960000,-52.829195456304355,-91.508643814374992]
[961000,-52.856900079391743,-91.557511306678549]
[962000,-52.884580427720522,-91.60633332544586]
[963000,-52.912236548471121,-91.6551100167909]
[964000,-52.939868488695112,-91.703841526437458]
[965000,-52.967476295315763,-91.752527999722048]
[966000,-52.995060015127933,-91.801169581595488]
[967000,-53.022619694798827,-91.849766416624789]
[968000,-53.050155380868716,-91.898318648998227]
[969000,-53.077667119751467,-91.946826422523074]
[970000,-53.105154957734285,-91.995289880632953]
[971000,-53.132618940978759,-92.043709166386307]
[972000,-53.160059115521669,-92.092084422471387]
[973000,-53.187475527274593,-92.140415791205754]
[974000,-53.214868222024975,-92.188703414542559]
[975000,-53.242237245436648,-92.236947434068824]
[976000,-53.269582643049667,-92.285147991010092]
[977000,-53.29690446028161,-92.333305226232014]
[978000,-53.324202742427254,-92.381419280242767]
[979000,-53.351477534659736,-92.429490293195258]
[980000,-53.378728882030366,-92.477518404888926]
[981000,-53.40595682946951,-92.525503754773084]
[982000,-53.43316142178697,-92.573446481948139]
[983000,-53.460342703672275,-92.621346725168991]
[984000,-53.487500719695255,-92.669204622845058]
[985000,-53.514635514306704,-92.717020313044856]
[986000,-53.541747131838093,-92.7647939334977]
[987000,-53.568835616502909,-92.812525621593664]
[988000,-53.595901012396581,-92.860215514390063]
[989000,-53.622943363497129,-92.907863748609458]
[990000,-53.649962713665325,-92.955470460643909]
[991000,-53.676959106645185,-93.003035786557135]
[992000,-53.703932586065015,-93.050559862085706]
[993000,-53.730883195437038,-93.098042822642469]
[994000,-53.757810978158048,-93.145484803317103]
[995000,-53.784715977510174,-93.192885938880764]
[996000,-53.811598236660927,-93.240246363784863]
[997000,-53.83845779866391,-93.287566212166837]
[998000,-53.865294706458904,-93.33484561784843]
[999000,-53.892109002872331,-93.382084714340849]
[1000000,-53.918900730618525,-93.429283634846456]
[1001000,-53.945669932298912,-93.476442512259396]
[1002000,-53.972416650402913,-93.523561479167796]
[1003000,-53.999140927308659,-93.570640667857901]
[1004000,-54.025842805283126,-93.617680210314546]
[1005000,-54.052522326482588,-93.664680238222317]
[1006000,-54.079179532952878,-93.711640882970784]
[1007000,-54.105814466630235,-93.758562275652665]
[1008000,-54.132427169341184,-93.805444547069072]
[1009000,-54.159017682803245,-93.852287827730066]
[1010000,-54.185586048625467,-93.899092247855748]
[1011000,-54.212132308308163,-93.945857937380936]
[1012000,-54.238656503244435,-93.992585025953957]
[1013000,-54.26515867471948,-94.039273642942916]
[1014000,-54.291638863911473,-94.085923917432936]
[1015000,-54.3180971118922,-94.132535978231232]
[1016000,-54.34453345962681,-94.179109953868277]
[1017000,-54.370947947975061,-94.225645972600105]
[1018000,-54.397340617690951,-94.27214416240885]
[1019000,-54.4237115094232,-94.318604651007405]
[1020000,-54.450060663716243,-94.365027565838744]
[1021000,-54.476388121009975,-94.411413034079473]
[1022000,-54.502693921640301,-94.457761182641448]
[1023000,-54.528978105840125,-94.504072138173569]
[1024000,-54.555240713738336,-94.550346027063995]
[1025000,-54.581481785361873,-94.596582975440811]
[1026000,-54.607701360634799,-94.642783109175951]
[1027000,-54.633899479379473,-94.688946553885842]
[1028000,-54.660076181316278,-94.735073434935359]
[1029000,-54.686231506064885,-94.78116387743502]
[1030000,-54.712365493143565,-94.827218006248913]
[1031000,-54.738478181970443,-94.873235945991937]
[1032000,-54.764569611863379,-94.919217821034295]
[1033000,-54.790639822040454,-94.965163755501592]
[1034000,-54.81668885162054,-95.011073873279344]
[1035000,-54.842716739623341,-95.056948298011832]
[1036000,-54.868723524970058,-95.102787153106121]
[1037000,-54.894709246483451,-95.148590561733258]
[1038000,-54.920673942888527,-95.194358646828789]
[1039000,-54.946617652812677,-95.2400915310985]
[1040000,-54.972540414786046,-95.285789337015558]
[1041000,-54.998442267242083,-95.331452186825089]
[1042000,-55.024323248517945,-95.37708020254648]
[1043000,-55.050183396854152,-95.422673505973947]
[1044000,-55.076022750395985,-95.468232218677088]
[1045000,-55.101841347193272,-95.513756462006654]
[1046000,-55.127639225200504,-95.559246357092789]
[1047000,-55.153416422277786,-95.604702024847938]
[1048000,-55.179172976190884,-95.6501235859714]
[1049000,-55.204908924611431,-95.695511160944704]
[1050000,-55.23062430511753,-95.74086487004088]

{"sheet":"Loop Data","index":4,"n_rows":202,"n_cols":5,"rows_kept":202,"cut":false,"hidden":true,"merged":[]}
["Frequency","Gain","Phase"]
[10,59.133065826741678,171.60897194751391,null,9.1999999999999993]
[1010,34.163684905529877,63.530320522273584]
[2010,25.215650818781686,49.298168827452592]
[3010,19.396463879125466,45.491589452711573]
[4010,15.248649002404653,45.360434053500313]
[5010,12.124551924428438,46.512761289579451]
[6010,9.6736160138655745,48.018495756565244]
[7010,7.6874886073820914,49.498797517261217]
[8010,6.0344745433679927,50.804949011770354]
[9010,4.6275858750506309,51.889286333546785]
[10010,3.4073635189325198,52.748653189288952]
[11010,2.3319874598955344,53.398494871415693]
[12010,1.3713014536599548,53.860823384018431]
[13010,0.50307006359368889,54.158705725924428]
[14010,-0.28943510552256069,54.313872816590923]
[15010,-1.0190312078028405,54.345821536138189]
[16010,-1.6957028333618456,54.271617331103975]
[17010,-2.3273460359133429,54.106008839662017]
[18010,-2.9202912074705374,53.861664974734182]
[19010,-3.4796769641009027,53.549443900690171]
[20010,-4.0097218489211723,53.178652715789084]
[21010,-4.513924774186278,52.757281110168805]
[22010,-4.9952149837802988,52.29220413037185]
[23010,-5.4560657288115166,51.789354672160769]
[24010,-5.898581497109201,51.253868617957266]
[25010,-6.3245657179039751,50.690206259415255]
[26010,-6.7355738754970842,50.102253631508383]
[27010,-7.1329555938227571,49.493407054233259]
[28010,-7.517888294333269,48.866643741517549]
[29010,-7.8914043502075701,48.224580894114162]
[30010,-8.2544131730696471,47.569525288038925]
[31010,-8.6077193156935774,46.903515017813376]
[32010,-8.9520374159097322,46.228354756347002]
[33010,-9.2880046159219507,45.545645646423615]
[34010,-9.6161909486255155,44.856810735985121]
[35010,-9.9371080750799994,44.163116703843826]
[36010,-10.251216675638462,43.465692487748385]
[37010,-10.558932734695578,42.765545317256809]
[38010,-10.860632910724044,42.063574564931344]
[39010,-11.15665914571893,41.360583757057533]
[40010,-11.447322638756411,40.657291026203453]
[41010,-11.732907285175962,39.95433823992466]
[42010,-12.01367266450057,39.252299000620958]
[43010,-12.289856645507742,38.551685679405182]
[44010,-12.56167766506864,37.852955620392194]
[45010,-12.829336727842762,37.156516630027838]
[46010,-13.093019166172104,36.462731848117116]
[47010,-13.352896193211654,35.771924082266167]
[48010,-13.609126277142581,35.084379675120182]
[49010,-13.861856360054684,34.400351963413797]
[50010,-14.111222941541987,33.720064379284629]
[51010,-14.357353044118806,33.043713237039093]
[52010,-14.600365075110059,32.371470242521461]
[53010,-14.840369597604745,31.703484757110143]
[54010,-15.077470021335133,31.039885844046971]
[55010,-15.311763222873383,30.380784121147624]
[56010,-15.543340103295956,29.72627344083072]
[57010,-15.772286090411187,29.076432415735312]
[58010,-15.998681591735513,28.43132580594639]
[59010,-16.222602403636259,27.791005781894029]
[60010,-16.444120081387894,27.155513075316161]
[61010,-16.663302274317115,26.524878029241041]
[62010,-16.880213029715577,25.899121556688982]
[63010,-17.094913068765866,25.278256016718753]
[64010,-17.307460037358151,24.662286015495688]
[65010,-17.517908734341351,24.051209139241017]
[66010,-17.726311319470899,23.445016625202047]
[67010,-17.932717503067824,22.843693976153013]
[68010,-18.137174719181036,22.247221523376304]
[69010,-18.339728283850498,21.655574942596054]
[70010,-18.54042153990639,21.068725726886679]
[71010,-18.739295989579031,20.486641620210975]
[72010,-18.936391416071263,19.90928701488475]
[73010,-19.131745995118219,19.336623315977043]
[74010,-19.325396397464598,18.768609275366945]
[75010,-19.517377883084357,18.205201297946022]
[76010,-19.707724387899287,17.646353722228159]
[77010,-19.896468603665703,17.092019077439868]
[78010,-20.083642051641299,16.542148318974395]
[79010,-20.269275150581763,15.996691043947706]
[80010,-20.453397279564385,15.455595688438263]
[81010,-20.636036836087758,14.918809707861149]
[82010,-20.817221289857596,14.386279741814137]
[83010,-20.996977232624431,13.857951764622992]
[84010,-21.175330424411072,13.333771222705179]
[85010,-21.352305836432119,12.813683159792483]
[86010,-21.527927690982821,12.297632330969254]
[87010,-21.702219498546974,11.785563306393769]
[88010,-21.875204092354544,11.277420565524793]
[89010,-22.046903660593106,10.773148582587583]
[90010,-22.217339776467195,10.272691903974009]
[91010,-22.386533426274138,9.7759952182081449]
[92010,-22.554505035656035,9.2830034190644515]
[93010,-22.72127449417053,8.7936616623748822]
[94010,-22.88686117831265,8.3079154170304239]
[95010,-23.051283973105853,7.8257105106318621]
[96010,-23.214561292374661,7.3469931702186537]
[97010,-23.376711097795141,6.8717100584670314]
[98010,-23.53775091682024,6.3998083057234894]
[99010,-23.697697859558765,5.9312355382057786]
[100010,-23.856568634689612,5.4659399026848794]
[101010,-24.014379564478219,5.003870087933886]
[102010,-24.171146598963006,4.5449753432056292]
[103010,-24.326885329370448,4.089205493990816]
[104010,-24.481611000811526,3.6365109552758339]
[105010,-24.635338524313624,3.1868427425137993]
[106010,-24.788082488231431,2.7401524805006976]
[107010,-24.939857169078774,2.2963924103375724]
[108010,-25.090676541824784,1.8555153946385896]
[109010,-25.240554289684706,1.4174749211443871]
[110010,-25.389503813444144,0.98222510487514358]
[111010,-25.537538240343132,0.54972068895980386]
[112010,-25.684670432552046,0.11991704425458201]
[113010,-25.830912995262114,-0.3072298321318756]
[114010,-25.976278284417958,-0.73176331930834826]
[115010,-26.120778414112529,-1.1537261759693624]
[116010,-26.264425263666261,-1.5731605445776395]
[117010,-26.407230484407695,-1.9901079562748925]
[118010,-26.549205506177998,-2.4046093364550885]
[119010,-26.690361543568912,-2.8167050109228908]
[120010,-26.830709601917615,-3.2264347125837451]
[121010,-26.970260483064781,-3.6338375885973813]
[122010,-27.109024790894885,-4.0389522079523461]
[123010,-27.247012936669176,-4.44181656940526]
[124010,-27.384235144161792,-4.8424681097427396]
[125010,-27.520701454611086,-5.2409437123235119]
[126010,-27.65642173149481,-5.6372797158644277]
[127010,-27.791405665140559,-6.0315119234352217]
[128010,-27.925662777178051,-6.4236756116296387]
[129010,-28.059202424841821,-6.813805539881888]
[130010,-28.192033805133264,-7.2019359599093047]
[131010,-28.324165958846915,-7.5881006252467245]
[132010,-28.455607774469726,-7.9723328008584691]
[133010,-28.586367991958461,-8.3546652728047786]
[134010,-28.716455206400969,-8.7351303579433157]
[135010,-28.84587787156676,-9.1137599136504601]
[136010,-28.974644303354079,-9.4905853475511321]
[137010,-29.102762683134188,-9.8656376272332729]
[138010,-29.230241061002019,-10.238947289946939]
[139010,-29.357087358934958,-10.610544452269012]
[140010,-29.483309373862522,-10.980458819726252]
[141010,-29.60891478065529,-11.348719696367301]
[142010,-29.733911135031978,-11.715355994277054]
[143010,-29.858305876390716,-12.080396243026559]
[144010,-29.982106330567024,-12.443868599048102]
[145010,-30.105319712522007,-12.805800854936662]
[146010,-30.227953128962895,-13.166220448670339]
[147010,-30.350013580899219,-13.525154472741479]
[148010,-30.471507966137338,-13.882629683203273]
[149010,-30.592443081716404,-14.238672508623539]
[150010,-30.712825626286175,-14.593309058943792]
[151010,-30.832662202430573,-14.946565134242473]
[152010,-30.951959318940023,-15.298466233403959]
[153010,-31.07072339303172,-15.649037562684862]
[154010,-31.188960752523435,-15.998304044186474]
[155010,-31.3066776379587,-16.346290324224753]
[156010,-31.423880204689112,-16.693020781602126]
[157010,-31.540574524914028,-17.038519535782036]
[158010,-31.656766589676497,-17.38281045496154]
[159010,-31.772462310823283,-17.725917164050799]
[160010,-31.887667522924232,-18.067863052553928]
[161010,-32.002387985156403,-18.408671282353041]
[162010,-32.116629383152009,-18.748364795400757]
[163010,-32.230397330814114,-19.086966321319672]
[164010,-32.343697372099498,-19.424498384909306]
[165010,-32.45653498277035,-19.76098331356517]
[166010,-32.568915572116175,-20.09644324461215]
[167010,-32.680844484647366,-20.430900132549471]
[168010,-32.792327001762224,-20.764375756214601]
[169010,-32.903368343386433,-21.096891725868435]
[170010,-33.01397366958917,-21.428469490196584]
[171010,-33.124148082173413,-21.759130343239384]
[172010,-33.233896626245915,-22.088895431246097]
[173010,-33.343224291763157,-22.417785759459171]
[174010,-33.452136015057427,-22.745822198827899]
[175010,-33.560636680344977,-23.073025492659905]
[176010,-33.668731121211643,-23.399416263203555]
[177010,-33.776424122084649,-23.725015018175057]
[178010,-33.883720419685545,-24.04984215722672]
[179010,-33.990624704467507,-24.373917978355706]
[180010,-34.097141622038421,-24.697262684267866]
[181010,-34.203275774569811,-25.019896388685851]
[182010,-34.309031722192323,-25.341839122613468]
[183010,-34.414413984379529,-25.66311084055636]
[184010,-34.51942704132103,-25.983731426701567]
[185010,-34.624075335282981,-26.303720701057642]
[186010,-34.728363271963332,-26.623098425564269]
[187010,-34.832295221833334,-26.941884310163712]
[188010,-34.935875521475779,-27.260098018848751]
[189010,-35.039108474914435,-27.577759175681578]
[190010,-35.141998354937421,-27.894887370791839]
[191010,-35.244549404416453,-28.211502166350996]
[192010,-35.346765837621234,-28.527623102535699]
[193010,-35.448651841530946,-28.843269703470508]
[194010,-35.550211577144033,-29.158461483166857]
[195010,-35.651449180784539,-29.473217951446966]
[196010,-35.752368765410552,-29.787558619869905]
[197010,-35.852974421920194,-30.101503007651804]
[198010,-35.95327022046245,-30.415070647589623]
[199010,-36.0532602117461,-30.728281091988663]
[200010,-36.1529484283557,-31.04115391859942]